## PL 36.6
Catalog Part No. | RSP MFG Part Number | List Price 36.6 | RSP Net Price | Price Group | Multiplier | Gross Wt. per PU (Lbs.) | UPC Code | Material Description | Additional Description | Pcs Per PU | Gold Net | Stock Type | Returnable | L Status | Division | Phgr | Pugr | Ptyp | MPG
1001600 | 1001600 | 597.3222 | 286.7147 | Industrial Market | 0.48 | 8.289 | 639889845329 | 0300H0200W0120D AE S-S T304 | WITH GALVANIZED MPL | 1 | 250.8753 | Catalog Non-Stocked Product | NO | LN | _A | _02 | 11 | 1E | 11
1002500 | 1002500 | 829.9623 | 398.3819 | Industrial Market | 0.48 | 9.965 | 639889857766 | 0300H0200W0155D AE T316 SS | WITH GALVANIZED MPL | 1 | 348.5842 | Catalog Non-Stocked Product | NO | LN | _A | _02 | 11 | 1E | 11
1002600 | 1002600 | 684.7161 | 328.6637 | Industrial Market | 0.48 | 9.039 | 639889100008 | 0300H0200W0155D AE S-S WITH | GALVANIZED MPL | 1 | 287.5808 | Catalog Stocked Product | YES | LS | _A | _02 | 11 | 1E | 11
1003600 | 1003600 | 796.728 | 382.4294 | Industrial Market | 0.48 | 14.903 | 639889845343 | 0300H0300W0210D AE S-S WITH | GALVANIZED MPL | 1 | 334.6258 | Catalog Non-Stocked Product | NO | LN | _A | _02 | 11 | 1E | 11
1004600 | 1004600 | 757.3392 | 363.5228 | Industrial Market | 0.48 | 15.697 | 639889100053 | 0300H0380W0155D AE S-S WITH | GALVANIZED MPL | 1 | 318.0825 | Catalog Stocked Product | YES | LS | _A | _02 | 11 | 1E | 11
1005500 | 1005500 | 978.2298 | 469.5503 | Industrial Market | 0.48 | 18.651 | 639889845350 | 0380H0300W0210D AE S-S 316 WITH | GALVANIZED MPL | 1 | 410.8565 | Catalog Non-Stocked Product | NO | LN | _A | _02 | 11 | 1E | 11
1005600 | 1005600 | 825.7101 | 396.3408 | Industrial Market | 0.48 | 17.372 | 639889100107 | 380H0300W0210D AE S-S WITH | GALVANIZED MPL | 1 | 346.7982 | Catalog Stocked Product | YES | LS | _A | _02 | 11 | 1E | 11
1006500 | 1006500 | 1145.4084 | 549.796 | Industrial Market | 0.48 | 21.605 | 639889845367 | 0380H0380W0210D AE T316 SS | WITH GALVANIZED MPL | 1 | 481.0715 | Catalog Non-Stocked Product | NO | LN | _A | _02 | 11 | 1E | 11
1006600 | 1006600 | 898.4451 | 431.2536 | Industrial Market | 0.48 | 20.988 | 639889100152 | 0380H0380W0210D AE S-S WITH | GALVANIZED MPL | 1 | 377.3469 | Catalog Stocked Product | YES | LS | _A | _02 | 11 | 1E | 11
1007600 | 1007600 | 1000.1622 | 480.0779 | Industrial Market | 0.48 | 36.596 | 639889100206 | 0500H0500W0210D AE S-S WITH | GALVANIZED MPL T304 | 1 | 420.0681 | Catalog Stocked Product | YES | LS | _A | _02 | 11 | 1E | 11
1008600 | 1008600 | 1189.0494 | 570.7437 | Industrial Market | 0.48 | 31.922 | 639889100251 | 0600H0380W0210D AE S-S WITH | GALVANIZED MPL | 1 | 499.4007 | Catalog Non-Stocked Product | NO | LN | _A | _02 | 11 | 1E | 11
1009600 | 1009600 | 1189.0494 | 570.7437 | Industrial Market | 0.48 | 32.143 | 639889100305 | 0380H0600W0210D AE S-S WITH | GALVANIZED MPL | 1 | 499.4007 | Catalog Stocked Product | YES | LS | _A | _02 | 11 | 1E | 11
1010500 | 1010500 | 1778.3148 | 853.5911 | Industrial Market | 0.48 | 51.808 | 639889845374 | 0600H0600W0210D AE SS | WITH GALVANIZED MPL T316L | 1 | 746.8922 | Catalog Non-Stocked Product | NO | LN | _A | _02 | 11 | 1E | 11
1010600 | 1010600 | 1305.7611 | 626.7653 | Industrial Market | 0.48 | 51.808 | 639889100350 | 0600H0600W0210D AE S-S WITH | GALVANIZED MPL T304 | 1 | 548.4197 | Catalog Stocked Product | YES | LS | _A | _02 | 11 | 1E | 11
1011600 | 1011600 | 818.3247 | 392.7959 | Industrial Market | 0.48 | 17.637 | 639889845381 | AE1004 S-S CABINET 300X380X210 | (ZINC MTPL) | 1 | 343.6964 | Catalog Non-Stocked Product | NO | LN | _A | _02 | 11 | 1E | 11
1012600 | 1012600 | 1553.9553 | 745.8985 | Industrial Market | 0.48 | 66.138 | 639889100404 | 0760H0600W0210D AE S-S WITH | GALVANIZED MPL T304 | 1 | 652.6612 | Catalog Stocked Product | YES | LS | _A | _02 | 11 | 1E | 11
1013600 | 1013600 | 1329.7077 | 638.2597 | Industrial Market | 0.48 | 43.651 | 639889359000 | 0500H0500W0300D AE S-S | STAINLESS STEEL ELECTRICAL CABINET | 1 | 558.4772 | Catalog Stocked Product | YES | LS | _A | _02 | 11 | 1E | 11
1014600 | 1014600 | 2136.2829 | 1025.4158 | Industrial Market | 0.48 | 93.695 | 639889100459 | 0760H0760W0300D AE S-S WITH | GALVANIZED MPL T304 | 1 | 897.2388 | Catalog Stocked Product | YES | LS | _A | _02 | 11 | 1E | 11
1015600 | 1015600 | 970.9563 | 466.059 | Industrial Market | 0.48 | 28.439 | 639889845398 | 0500H0400W0210D AE S-S WITH | GALVANIZED MPL | 1 | 407.8016 | Catalog Stocked Product | YES | L8 | _A | _02 | 11 | 1E | 11
1016600 | 1016600 | 2922.828 | 1402.9574 | Industrial Market | 0.48 | 120.282 | 639889100503 | 1000H0800W0300D AE S-S WITH | GALVANIZED MPL T304 | 1 | 1227.5878 | Catalog Stocked Product | YES | LS | _A | _02 | 11 | 1E | 11
1017600 | 1017600 | 3247.8975 | 1558.9908 | Industrial Market | 0.48 | 143.651 | 639889100558 | 1200H0800W0300D AE S-S WITH | GALVANIZED MPL | 1 | 1364.1169 | Catalog Non-Stocked Product | NO | LN | _A | _02 | 11 | 1E | 11
1018600 | 1018600 | 3903.4077 | 1873.6357 | Industrial Market | 0.48 | 147.707 | 639889100602 | 1000H1000W0300D AE S-S WITH | GALVANIZED MPL | 1 | 1639.4312 | Catalog Non-Stocked Product | NO | LN | _A | _02 | 11 | 1E | 11
1019500 | 1019500 | 4338.1392 | 2082.3068 | Industrial Market | 0.48 | 175.265 | 639889845404 | 1200H1000W0300D AE T316 S-S | WHD 1000x1200x300 | 1 | 1822.0185 | Catalog Non-Stocked Product | NO | LN | _A | _02 | 11 | 1E | 11
1019600 | 1019600 | 4193.1168 | 2012.6961 | Industrial Market | 0.48 | 175.265 | 639889100657 | 1200H1000W0300D AE S-S WITH | GALVANIZED MPL T304 | 1 | 1761.1091 | Catalog Non-Stocked Product | NO | LN | _A | _02 | 11 | 1E | 11
1031000 | 1031000 | 318.4674 | 152.8644 | Industrial Market | 0.48 | 18.034 | 639889914605 | AX121508NC | WHD: 380 x 300 x 210 mm | 1 | 133.7563 | Catalog Stocked Product | YES | LS | _A | _02 | 20 | 10 | 11
1033000 | 1033000 | 304.1442 | 145.9892 | Industrial Market | 0.48 | 14.771 | 639889914582 | AX121208NC | WHD: 300 x 300 x 210 mm | 1 | 127.7406 | Catalog Stocked Product | YES | LS | _A | _02 | 20 | 10 | 11
1034000 | 1034000 | 318.4674 | 152.8644 | Industrial Market | 0.48 | 18.474 | 639889914599 | AX161208NC | WHD: 300 x 400 x 210 mm | 1 | 133.7563 | Catalog Stocked Product | YES | LS | _A | _02 | 20 | 10 | 11
1034250 | WM161208NC | 330.7764 | 158.7727 | Industrial Market | 0.48 | 19.4 | 639889831063 | WM161208NC | WM 16X12X08 CARBON STEEL 7035 | 1 | 138.9261 | Catalog Stocked Product | YES | LS | _A | _02 | 11 | 70 | 11
1037000 | 1037000 | 572.928 | 275.0054 | Industrial Market | 0.48 | 54.894 | 639889914742 | AX321612NC | WHD: 400 x 800 x 300 mm | 1 | 240.6298 | Catalog Stocked Product | YES | LS | _A | _02 | 20 | 10 | 11
1038000 | 1038000 | 395.6784 | 189.9256 | Industrial Market | 0.48 | 31.79 | 639889914629 | AX241508NC | WHD: 380 x 600 x 210 mm | 1 | 166.1849 | Catalog Stocked Product | YES | LS | _A | _02 | 20 | 10 | 11
1039000 | 1039000 | 436.1862 | 209.3694 | Industrial Market | 0.48 | 31.746 | 639889914650 | AX152408NC | WHD: 600 x 380 x 210 mm | 1 | 183.1982 | Catalog Stocked Product | YES | LS | _A | _02 | 20 | 10 | 11
1045000 | 1045000 | 369.3819 | 177.3033 | Industrial Market | 0.48 | 26.764 | 639889914636 | AX201608NC | WHD: 400 x 500 x 210 mm | 1 | 155.1404 | Catalog Stocked Product | YES | LS | _A | _02 | 20 | 10 | 11
1045250 | WM201608NC | 390.6429 | 187.5086 | Industrial Market | 0.48 | 28.66 | 639889831070 | WM201608NC | WM 20X16X08 CARBON STEEL 7035 | 1 | 164.07 | Catalog Stocked Product | YES | LS | _A | _02 | 11 | 70 | 11
1050000 | 1050000 | 405.7494 | 194.7597 | Industrial Market | 0.48 | 33.995 | 639889914643 | AX202008NC | WHD: 500 x 500 x 210 mm | 1 | 170.4147 | Catalog Stocked Product | YES | LS | _A | _02 | 20 | 10 | 11
1050250 | WM202008NC | 429.2484 | 206.0392 | Industrial Market | 0.48 | 37.037 | 639889831087 | WM202008NC | WM 20X20X08 CARBON STEEL 7035 | 1 | 180.2843 | Catalog Stocked Product | YES | LS | _A | _02 | 11 | 70 | 11
1054000 | 1054000 | 485.7579 | 233.1638 | Industrial Market | 0.48 | 51.587 | 639889914711 | AX242410NC | WHD: 600 x 600 x 250 mm | 1 | 204.0183 | Catalog Stocked Product | YES | LS | _A | _02 | 20 | 10 | 11
1055000 | 1055000 | 664.4622 | 318.9419 | Industrial Market | 0.48 | 75.397 | 639889914780 | AX243212NC | WHD: 800 x 600 x 300 mm | 1 | 279.0741 | Catalog Stocked Product | YES | LS | _A | _02 | 20 | 10 | 11
1057000 | 1057000 | 485.7579 | 233.1638 | Industrial Market | 0.48 | 55.026 | 639889914704 | AX282010NC | WHD: 500 x 700 x 250 mm | 1 | 204.0183 | Catalog Stocked Product | YES | LS | _A | _02 | 20 | 10 | 11
1058000 | 1058000 | 648.4605 | 311.261 | Industrial Market | 0.48 | 70.547 | 639889914728 | AX322410NC | WHD: 600 x 800 x 250 mm | 1 | 272.3534 | Catalog Stocked Product | YES | LS | _A | _02 | 20 | 10 | 11
1059000 | 1059000 | 705.8652 | 338.8153 | Industrial Market | 0.48 | 82.363 | 639889914896 | AX322416NC | WHD: 600 x 800 x 400 mm | 1 | 296.4634 | Catalog Stocked Product | YES | LS | _A | _02 | 20 | 10 | 11
1060000 | 1060000 | 456.6639 | 219.1987 | Industrial Market | 0.48 | 49.162 | 639889914667 | AX242408NC | WHD: 600 x 600 x 210 mm | 1 | 191.7988 | Catalog Stocked Product | YES | LS | _A | _02 | 20 | 10 | 11
1060250 | WM242408NC | 482.9604 | 231.821 | Industrial Market | 0.48 | 50.265 | 639889831094 | WM242408NC | WM 24X24X08 CARBON STEEL 7035 | 1 | 202.8434 | Catalog Stocked Product | YES | LS | _A | _02 | 11 | 70 | 11
1073000 | 1073000 | 763.3818 | 366.4233 | Industrial Market | 0.48 | 89.286 | 639889914773 | AX303012NC | WHD: 760 x 760 x 300 mm | 1 | 320.6204 | Catalog Stocked Product | YES | LS | _A | _02 | 20 | 10 | 11
1073250 | WM303012NC | 807.4704 | 387.5858 | Industrial Market | 0.48 | 92.593 | 639889831100 | WM303012NC | WM 30X30X12 CARBON STEEL 7035 | 1 | 339.1376 | Catalog Stocked Product | YES | LS | _A | _02 | 11 | 70 | 11
1076000 | 1076000 | 514.74 | 247.0752 | Industrial Market | 0.48 | 65.035 | 639889914674 | AX302408NC | WHD: 600 x 760 x 210 mm | 1 | 216.1908 | Catalog Stocked Product | YES | LS | _A | _02 | 20 | 10 | 11
1076250 | WM302408NC | 544.3935 | 261.3089 | Industrial Market | 0.48 | 67.019 | 639889831117 | WM302408NC | WM 30X24X08 CARBON STEEL 7035 | 1 | 228.6453 | Catalog Stocked Product | YES | LS | _A | _02 | 11 | 70 | 11
1077000 | 1077000 | 689.1921 | 330.8122 | Industrial Market | 0.48 | 80.82 | 639889914681 | AX303008NC | WHD: 760 x 760 x 210 mm | 1 | 289.4607 | Catalog Stocked Product | YES | LS | _A | _02 | 20 | 10 | 11
1077250 | WM303008NC | 728.9166 | 349.88 | Industrial Market | 0.48 | 87.743 | 639889831124 | WM303008NC | WM 30X30X08 CARBON STEEL 7035 | 1 | 306.145 | Catalog Stocked Product | YES | LS | _A | _02 | 11 | 70 | 11
1090000 | 1090000 | 806.799 | 387.2635 | Industrial Market | 0.48 | 87.081 | 639889914735 | AX402410NC | WHD: 600 x 1000 x 250 mm | 1 | 338.8556 | Catalog Stocked Product | YES | LS | _A | _02 | 20 | 10 | 11
1091000 | 1091000 | 870.9177 | 418.0405 | Industrial Market | 0.48 | 99.206 | 639889914902 | AX402416NC | WHD: 600 x 1000 x 400 mm | 1 | 365.7854 | Catalog Stocked Product | YES | LS | _A | _02 | 20 | 10 | 11
1097501 | 1097501 | 463.8255 | 347.8691 | Spare Parts | 0.75 | 20 | 639889295155 | 0900H0760W AE DOOR TXT | RAL 7032 | 1 | 292.2101 | Non-Stocked Spare Part Product | NO | SP | _E | _52 | 11 | 40 | SP
1097722 | 1097722 | 969.8373 | 727.378 | Spare Parts | 0.75 | 50 | 639889921115 | 1500H0900W AE TXT DOOR RAL7035 |  | 1 | 610.9975 | Non-Stocked Spare Part Product | NO | SP | _E | _52 | 11 | 40 | SP
1100000 | 1100000 | 1015.7163 | 487.5438 | Industrial Market | 0.48 | 108.025 | 639889914698 | AX304008NC | WHD: 1000 x 760 x 210 mm | 1 | 426.6008 | Catalog Stocked Product | YES | LS | _A | _02 | 20 | 10 | 11
1110000 | 1110000 | 1049.1744 | 503.6037 | Industrial Market | 0.48 | 143.298 | 639889914827 | AX404012NC | WHD: 1000 x 1000 x 300 mm | 1 | 440.6532 | Catalog Stocked Product | YES | LS | _A | _02 | 20 | 10 | 11
1114000 | 1114000 | 1691.3685 | 811.8569 | Industrial Market | 0.48 | 195.106 | 639889914841 | AX554012NC | WHD: 1000 x 1400 x 300 mm | 1 | 710.3748 | Catalog Stocked Product | YES | LS | _A | _02 | 20 | 10 | 11
1115000 | 1115000 | 2145.123 | 1029.659 | Industrial Market | 0.48 | 208.333 | 639889914957 | AX554016NC | WHD: 1000 x 1400 x 400 mm | 1 | 900.9517 | Catalog Stocked Product | YES | L8 | _A | _02 | 20 | 10 | 11
1116000 | 1116000 | 1977.4968 | 949.1985 | Industrial Market | 0.48 | 211.64 | 639889914964 | AX484816NC | WHD: 1200 x 1200 x 400 mm | 1 | 830.5487 | Catalog Stocked Product | YES | L8 | _A | _02 | 20 | 10 | 11
1130000 | 1130000 | 1172.712 | 562.9018 | Industrial Market | 0.48 | 114.638 | 639889914810 | AX304012NC | WHD: 1000 x 760 x 300 mm | 1 | 492.539 | Catalog Stocked Product | YES | LS | _A | _02 | 20 | 10 | 11
1180000 | 1180000 | 937.722 | 450.1066 | Industrial Market | 0.48 | 114.638 | 639889914797 | AX403212NC | WHD: 800 x 1000 x 300 mm | 1 | 393.8432 | Catalog Stocked Product | YES | LS | _A | _02 | 20 | 10 | 11
1181000 | 1181000 | 1030.8228 | 494.7949 | Industrial Market | 0.48 | 131.173 | 639889914926 | AX403216NC | WHD: 800x1000x400 mm | 1 | 432.9456 | Catalog Stocked Product | YES | LS | _A | _02 | 20 | 10 | 11
1199100 | 1199100 | 175.9068 | 105.5441 | Industrial Advanced | 0.6 | 0.573 | 639889860872 | BAYING KIT FOR KL AE |  | 1 | 110.8213 | Catalog Stocked Product | YES | LS | _A | _10 | 82 | 10 | 14
1213000 | 1213000 | 1174.1667 | 563.6 | Industrial Market | 0.48 | 162.698 | 639889914834 | AX484012NC | WHD: 1000 x 1200 x 300 mm | 1 | 493.15 | Catalog Stocked Product | YES | LS | _A | _02 | 20 | 10 | 11
1214000 | 1214000 | 1749.3327 | 839.6797 | Industrial Market | 0.48 | 181.878 | 639889914940 | AX484016NC | WHD: 1000 x 1200 x 400 mm | 1 | 734.7197 | Catalog Stocked Product | YES | L8 | _A | _02 | 20 | 10 | 11
1244250 | WM161608NC | 373.0746 | 179.0758 | Industrial Market | 0.48 | 22.002 | 639889831131 | WM161608NC | WM 16X16X08 CARBON STEEL 7035 | 1 | 156.6913 | Catalog Stocked Product | YES | LS | _A | _02 | 11 | 70 | 11
1260000 | 1260000 | 870.9177 | 418.0405 | Industrial Market | 0.48 | 110.229 | 639889914766 | AX482412NC | WHD: 600 x 1200 x 300 mm | 1 | 365.7854 | Catalog Stocked Product | YES | LS | _A | _02 | 20 | 10 | 11
1261000 | 1261000 | 1016.1639 | 487.7587 | Industrial Market | 0.48 | 117.945 | 639889914919 | AX482416NC | WHD: 600 x 1200 x 400 mm | 1 | 426.7888 | Catalog Stocked Product | YES | LS | _A | _02 | 20 | 10 | 11
1280000 | 1280000 | 971.1801 | 466.1664 | Industrial Market | 0.48 | 139.991 | 639889914803 | AX483212NC | WHD: 800 x 1200 x 300 mm | 1 | 407.8956 | Catalog Stocked Product | YES | LS | _A | _02 | 20 | 10 | 11
1281000 | 1281000 | 1117.9929 | 536.6366 | Industrial Market | 0.48 | 152.116 | 639889914933 | AX483216NC | WHD: 800 x 1200 x 400 mm | 1 | 469.557 | Catalog Stocked Product | YES | LS | _A | _02 | 20 | 10 | 11
1302600 | 1302600 | 1173.7191 | 704.2315 | Industrial Advanced | 0.6 | 14.462 | 639889860889 | HD120806N4 | SLOPE-TOP | 1 | 739.443 | Catalog Stocked Product | YES | LS | _A | _02 | 15 | 1E | 14
1304600 | 1304600 | 1337.7645 | 802.6587 | Industrial Advanced | 0.6 | 24.25 | 639889930018 | HD151208N4 |  | 1 | 842.7916 | Catalog Stocked Product | YES | L8 | _A | _02 | 15 | 1E | 14
1305600 | 1305600 | 1505.6145 | 903.3687 | Industrial Advanced | 0.6 | 0 | 639889930025 | HD201508N4 |  | 1 | 948.5371 | Catalog Stocked Product | YES | L8 | _A | _02 | 15 | 1E | 14
1306600 | 1306600 | 1351.1925 | 810.7155 | Industrial Advanced | 0.6 | 28.88 | 639889860896 | HD151508N4 | SLOPE-TOP | 1 | 851.2513 | Catalog Stocked Product | YES | LS | _A | _02 | 15 | 1E | 14
1307600 | 1307600 | 1609.3458 | 965.6075 | Industrial Advanced | 0.6 | 44.753 | 639889860902 | HD202008N4 | WHD 510x550x210mm, rear height 669mm | 1 | 1013.8879 | Catalog Stocked Product | YES | LS | _A | _02 | 15 | 1E | 14
1308600 | 1308600 | 1537.8417 | 922.705 | Industrial Advanced | 0.6 | 40.785 | 639889860919 | HD241508N4 | WHD 390x650x210mm, rear height 769mm | 1 | 968.8403 | Catalog Stocked Product | YES | L8 | _A | _02 | 15 | 1E | 14
1310600 | 1310600 | 1908.6783 | 1145.207 | Industrial Advanced | 0.6 | 62.72 | 639889860926 | HD242408N4 | WHD 610x650x210mm, rear height 769mm | 1 | 1202.4673 | Catalog Stocked Product | YES | LS | _A | _02 | 15 | 1E | 14
1311600 | 1311600 | 2322.4845 | 1393.4907 | Industrial Advanced | 0.6 | 68.342 | 639889930032 | HD242412N4 |  | 1 | 1463.1652 | Catalog Stocked Product | YES | L8 | _A | _02 | 15 | 1E | 14
1312600 | 1312600 | 2607.8295 | 1564.6977 | Industrial Advanced | 0.6 | 83.774 | 639889930049 | HD302412N4 |  | 1 | 1642.9326 | Catalog Stocked Product | YES | L8 | _A | _02 | 15 | 1E | 14
1314600 | 1314600 | 1848.1404 | 1108.8842 | Industrial Advanced | 0.6 | 57.319 | 639889880849 | HD153208N4 | WHD 810x430x210mm | 1 | 1164.3285 | Catalog Stocked Product | YES | L8 | _A | _02 | 15 | 1E | 14
1315600 | 1315600 | 2422.5231 | 1453.5139 | Industrial Advanced | 0.6 | 87.081 | 639889880856 | HD243212N4 | WHD 810x650x300mm | 1 | 1526.1896 | Catalog Stocked Product | YES | LS | _A | _02 | 15 | 1E | 14
1316600 | 1316600 | 3681.7338 | 2209.0403 | Industrial Advanced | 0.6 | 135.141 | 639889860933 | HD403212N4 | WHD 810x1050x300mm, rear height 1221mm | 1 | 2319.4923 | Catalog Stocked Product | YES | LS | _A | _02 | 15 | 1E | 14
1317600 | 1317600 | 3957.4554 | 2374.4732 | Industrial Advanced | 0.6 | 156.526 | 639889860940 | HD483212N4 | WHD 810x1250x300mm, rear height 1421mm | 1 | 2493.1969 | Catalog Stocked Product | YES | LS | _A | _02 | 15 | 1E | 14
1318600 | 1318600 | 4717.8159 | 2830.6895 | Industrial Advanced | 0.6 | 180.776 | 639889923652 | HD404016N4 | 1277H BACK | 1 | 2972.224 | Catalog Stocked Product | YES | L8 | _A | _02 | 15 | 1E | 14
1319600 | 1319600 | 5392.9086 | 3235.7452 | Industrial Advanced | 0.6 | 203.924 | 639889923669 | HD484016N4 | 1477H BACK | 1 | 3397.5324 | Catalog Stocked Product | YES | LS | _A | _02 | 15 | 1E | 14
1320600 | 1320600 | 1708.713 | 1025.2278 | Industrial Advanced | 0.6 | 50.705 | 639889860957 | HD152412N4 | WHD 610x430x300mm, rear height 601mm | 1 | 1076.4892 | Catalog Stocked Product | YES | LS | _A | _02 | 15 | 1E | 14
1330600 | 1330600 | 4170.4011 | 2502.2407 | Industrial Advanced | 0.6 | 0 | 639889915343 | HD363612N4 | 1120H BACK | 1 | 2627.3527 | Catalog Stocked Product | YES | L8 | _A | _02 | 15 | 7E | 14
1331600 | 1331600 | 4491.8898 | 2695.1339 | Industrial Advanced | 0.6 | 0 | 639889915350 | HD423612N4 | 1270H BACK | 1 | 2829.8906 | Catalog Stocked Product | YES | L8 | _A | _02 | 15 | 7E | 14
1332600 | 1332600 | 4933.1115 | 2959.8669 | Industrial Advanced | 0.6 | 0 | 639889915367 | HD483612N4 | 1440H BACK | 1 | 3107.8602 | Catalog Stocked Product | YES | L8 | _A | _02 | 15 | 7E | 14
1333600 | 1333600 | 5714.3973 | 3428.6384 | Industrial Advanced | 0.6 | 223.997 | 639889915374 | HD603612N4 | 1745H BACK | 1 | 3600.0703 | Catalog Stocked Product | YES | L8 | _A | _02 | 15 | 7E | 14
1334600 | 1334600 | 10516.4739 | 6309.8843 | Industrial Advanced | 0.6 | 133.997 | 639889915381 | HD603618N4 |  | 1 | 6625.3786 | Catalog Stocked Product | YES | L8 | _A | _02 | 15 | 7E | 14
1338000 | 1338000 | 544.0578 | 261.1477 | Industrial Market | 0.48 | 40.895 | 639889914858 | AX241514NC | WHD: 380 x 600 x 350 mm | 1 | 228.5043 | Catalog Stocked Product | YES | LS | _A | _02 | 20 | 10 | 11
1339000 | 1339000 | 544.0578 | 261.1477 | Industrial Market | 0.48 | 41.303 | 639889914865 | AX152414NC | WHD: 600 x 380 x 350 mm | 1 | 228.5043 | Catalog Stocked Product | YES | LS | _A | _02 | 20 | 10 | 11
1350000 | 1350000 | 449.3904 | 215.7074 | Industrial Market | 0.48 | 41.887 | 639889914759 | AX202012NC | WHD: 500 x 500 x 300 mm | 1 | 188.744 | Catalog Stocked Product | YES | LS | _A | _02 | 20 | 10 | 11
1350250 | WM202012NC | 475.3512 | 228.1686 | Industrial Market | 0.48 | 43.21 | 639889831148 | WM202012NC | WM 20X20X12 CARBON STEEL 7035 | 1 | 199.6475 | Catalog Stocked Product | YES | LS | _A | _02 | 11 | 70 | 11
1360000 | 1360000 | 565.9902 | 271.6753 | Industrial Market | 0.48 | 58.069 | 639889914872 | AX242414NC | WHD: 600 x 600 x 350 mm | 1 | 237.7159 | Catalog Stocked Product | YES | LS | _A | _02 | 20 | 10 | 11
1376000 | 1376000 | 580.2015 | 278.4967 | Industrial Market | 0.48 | 74.956 | 639889914889 | AX302414NC | WHD: 600 x 760 x 350 mm | 1 | 243.6846 | Catalog Stocked Product | YES | LS | _A | _02 | 20 | 10 | 11
1380000 | 1380000 | 357.8562 | 171.771 | Industrial Market | 0.48 | 20.899 | 639889914612 | AX151508NC | WHD: 380 x 380 x 210 mm | 1 | 150.2996 | Catalog Stocked Product | YES | LS | _A | _02 | 20 | 10 | 11
1432000 | 1432000 | 312.5367 | 187.522 | Industrial Advanced | 0.6 | 10.45 | 639889924499 | AX141006HF |  | 1 | 196.8981 | Catalog Stocked Product | YES | LS | _A | _02 | 12 | 10 | 14
1432005 | 1432005 | 347.4495 | 208.4697 | Industrial Advanced | 0.6 | 0 | 639889925687 | AX141006HFB | rain bar RAL 9005 | 1 | 218.8932 | Catalog Stocked Product | YES | L8 | _A | _02 | 12 | 30 | 14
1434000 | 1434000 | 417.4989 | 250.4993 | Industrial Advanced | 0.6 | 15.344 | 639889924505 | AX161208HF |  | 1 | 263.0243 | Catalog Stocked Product | YES | LS | _A | _02 | 12 | 10 | 14
1434005 | 1434005 | 459.4614 | 275.6768 | Industrial Advanced | 0.6 | 0 | 639889925694 | AX161208HFB | rain bar RAL 9005 | 1 | 289.4607 | Catalog Non-Stocked Product | NO | LN | _A | _02 | 12 | 30 | 14
1444000 | 1444000 | 501.4239 | 300.8543 | Industrial Advanced | 0.6 | 18.739 | 639889924512 | AX161608HF |  | 1 | 315.8971 | Catalog Stocked Product | YES | LS | _A | _02 | 12 | 10 | 14
1444005 | 1444005 | 550.3242 | 330.1945 | Industrial Advanced | 0.6 | 18.739 | 639889925700 | AX161608HFB | rain bar RAL 9005 | 1 | 346.7042 | Catalog Stocked Product | YES | L8 | _A | _02 | 12 | 30 | 14
1446000 | 1446000 | 573.0399 | 343.8239 | Industrial Advanced | 0.6 | 27.006 | 639889924529 | AX241608HF |  | 1 | 361.0151 | Catalog Stocked Product | YES | L8 | _A | _02 | 12 | 10 | 14
1446005 | 1446005 | 628.9899 | 377.3939 | Industrial Advanced | 0.6 | 0 | 639889925717 | AX241608HFB | rain bar RAL 9005 | 1 | 396.2636 | Catalog Non-Stocked Product | NO | LN | _A | _02 | 12 | 30 | 14
1448000 | 1448000 | 684.7161 | 410.8297 | Industrial Advanced | 0.6 | 19.775 | 639889924574 | AX161608HFW |  | 1 | 431.3711 | Catalog Stocked Product | YES | L8 | _A | _02 | 12 | 10 | 14
1448005 | 1448005 | 754.7655 | 452.8593 | Industrial Advanced | 0.6 | 0 | 639889925748 | AX161608HFWB | rain bar RAL 9005 | 1 | 475.5023 | Catalog Non-Stocked Product | NO | LN | _A | _02 | 12 | 30 | 14
1449000 | 1449000 | 824.9268 | 494.9561 | Industrial Advanced | 0.6 | 26.764 | 639889924581 | AX241608HFW |  | 1 | 519.7039 | Catalog Stocked Product | YES | L8 | _A | _02 | 12 | 10 | 14
1449005 | 1449005 | 908.8518 | 545.3111 | Industrial Advanced | 0.6 | 0 | 639889925755 | AX241608HFWB | rain bar RAL 9005 | 1 | 572.5766 | Catalog Non-Stocked Product | NO | LN | _A | _02 | 12 | 30 | 14
1453000 | 1453000 | 782.7405 | 469.6443 | Industrial Advanced | 0.6 | 31.922 | 639889924536 | AX202012HF |  | 1 | 493.1265 | Catalog Stocked Product | YES | L8 | _A | _02 | 12 | 10 | 14
1453005 | 1453005 | 873.7152 | 524.2291 | Industrial Advanced | 0.6 | 0 | 639889925724 | AX202012HFB | rain bar RAL 9005 | 1 | 550.4406 | Catalog Non-Stocked Product | NO | LN | _A | _02 | 12 | 30 | 14
1454000 | 1454000 | 1188.6018 | 713.1611 | Industrial Advanced | 0.6 | 33.245 | 639889924598 | AX202012HFW |  | 1 | 748.8191 | Catalog Stocked Product | YES | L8 | _A | _02 | 12 | 10 | 14
1454005 | 1454005 | 1307.5515 | 784.5309 | Industrial Advanced | 0.6 | 0 | 639889925762 | AX202012HFWB | rain bar RAL 9005 | 1 | 823.7574 | Catalog Non-Stocked Product | NO | LN | _A | _02 | 12 | 30 | 14
1466000 | 1466000 | 776.0265 | 465.6159 | Industrial Advanced | 0.6 | 38.58 | 639889924543 | AX242408HF |  | 1 | 488.8967 | Catalog Stocked Product | YES | L8 | _A | _02 | 12 | 10 | 14
1466005 | 1466005 | 853.0137 | 511.8082 | Industrial Advanced | 0.6 | 0 | 639889925731 | AX242408HFB | rain bar RAL 9005 | 1 | 537.3986 | Catalog Non-Stocked Product | NO | LN | _A | _02 | 12 | 30 | 14
1467000 | 1467000 | 1167.7884 | 700.673 | Industrial Advanced | 0.6 | 37.61 | 639889924604 | AX242408HFW |  | 1 | 735.7067 | Catalog Non-Stocked Product | NO | LN | _A | _02 | 12 | 10 | 14
1467005 | 1467005 | 1279.5765 | 767.7459 | Industrial Advanced | 0.6 | 0 | 639889925779 | AX242408HFWB | rain bar RAL 9005 | 1 | 806.1332 | Catalog Non-Stocked Product | NO | LN | _A | _02 | 12 | 30 | 14
1468000 | 1468000 | 979.125 | 587.475 | Industrial Advanced | 0.6 | 55.952 | 639889924550 | AX322412HF |  | 1 | 616.8487 | Catalog Stocked Product | YES | L8 | _A | _02 | 12 | 10 | 14
1468005 | 1468005 | 1077.0375 | 646.2225 | Industrial Advanced | 0.6 | 0 | 639889926332 | AX322412HFB | rain bar RAL 9005 | 1 | 678.5336 | Catalog Stocked Product | YES | L8 | _A | _02 | 12 | 30 | 14
1469000 | 1469000 | 1468.4637 | 881.0782 | Industrial Advanced | 0.6 | 53.88 | 639889924611 | AX322412HFW |  | 1 | 925.1321 | Catalog Non-Stocked Product | NO | LN | _A | _02 | 12 | 10 | 14
1469005 | 1469005 | 1608.5625 | 965.1375 | Industrial Advanced | 0.6 | 0 | 639889926356 | AX322412HFWB | rain bar RAL 9005 | 1 | 1013.3944 | Catalog Non-Stocked Product | NO | LN | _A | _02 | 12 | 30 | 14
1479000 | 1479000 | 2084.9208 | 1250.9525 | Industrial Advanced | 0.6 | 87.081 | 639889924628 | AX403212HFW |  | 1 | 1313.5001 | Catalog Non-Stocked Product | NO | LN | _A | _02 | 12 | 10 | 14
1479005 | 1479005 | 2293.0548 | 1375.8329 | Industrial Advanced | 0.6 | 0 | 639889926363 | AX403212HFWB | rain bar RAL 9005 | 1 | 1444.6245 | Catalog Non-Stocked Product | NO | LN | _A | _02 | 12 | 30 | 14
1480000 | 1480000 | 1497.3339 | 898.4003 | Industrial Advanced | 0.6 | 85.273 | 639889924567 | AX403212HF |  | 1 | 943.3204 | Catalog Stocked Product | YES | L8 | _A | _02 | 12 | 10 | 14
1480005 | 1480005 | 1663.5054 | 998.1032 | Industrial Advanced | 0.6 | 0 | 639889926349 | AX403212HFB | rain bar RAL 9005 | 1 | 1048.0084 | Catalog Non-Stocked Product | NO | LN | _A | _02 | 12 | 30 | 14
1484000 | 1484000 | 48.8667 | 29.32 | Industrial Advanced | 0.6 | 0.126 | 639889164307 | PLASTIC THUMB HANDLE F-KS | W/LOCK | 1 | 30.786 | Catalog Non-Stocked Product | NO | LN | _A | _10 | 83 | 10 | 14
1484001 | 1484001 | 56.2521 | 33.7513 | Industrial Advanced | 0.6 | 0.071 | 639889878228 | KS PLASTIC LEVER HANDLE | WO LOCK INSERT | 1 | 35.4388 | Catalog Non-Stocked Product | NO | LN | _A | _10 | 83 | 10 | 14
1485100 | 1485100 | 60.5603 | 36.3362 | Industrial Advanced | 0.6 | 0.3 | 639889924680 | AX DOOR STAY PLASTIC |  | 2 | 38.153 | Catalog Stocked Product | YES | L8 | _A | _10 | 83 | 10 | 14
1485200 | 1485200 | 34.219 | 20.5314 | Industrial Advanced | 0.6 | 0.09 | 639889924666 | AX UNIVERSAL BRKT FOR AX PLASTIC |  | 4 | 21.558 | Catalog Stocked Product | YES | L8 | _A | _10 | 85 | 10 | 14
1485300 | 1485300 | 34.219 | 20.5314 | Industrial Advanced | 0.6 | 0.004 | 639889924673 | M5 SCREWS FOR INTERIOR INSTALLATION |  | 50 | 21.558 | Catalog Stocked Product | YES | L8 | _A | _10 | 90 | 10 | 14
1485400 | 1485400 | 34.219 | 20.5314 | Industrial Advanced | 0.6 | 0.121 | 639889924642 | AX PLASTIC WALL MOUNTING BRKT |  | 4 | 21.558 | Catalog Stocked Product | YES | LS | _A | _10 | 82 | 10 | 14
1485500 | 1485500 | 60.6834 | 36.41 | Industrial Advanced | 0.6 | 0.123 | 639889924659 | AX EX PLASTIC WALL MOUNT BRKT | FOR AX PLASTIC | 4 | 38.2305 | Catalog Stocked Product | YES | L8 | _A | _10 | 82 | 10 | 14
1485600 | 1485600 | 170.8713 | 102.5228 | Industrial Advanced | 0.6 | 0.763 | 639889924635 | AX PLASTIC MINI COMFORT HANDLE |  | 1 | 107.6489 | Catalog Stocked Product | YES | L8 | _A | _10 | 83 | 10 | 14
1485744 | 1485744 | 188.6634 | 113.198 | Industrial Advanced | 0.6 | 4.497 | 639889928541 | Inner door for AX plastic 400x400 |  | 1 | 118.8579 | Catalog Stocked Product | YES | L8 | _A | _10 | 85 | 10 | 14
1485766 | 1485766 | 244.6134 | 146.768 | Industrial Advanced | 0.6 | 9.083 | 639889928558 | Inner door for AX plastic 600x600 |  | 1 | 154.1064 | Catalog Stocked Product | YES | L8 | _A | _10 | 85 | 10 | 14
1485768 | 1485768 | 278.1834 | 166.91 | Industrial Advanced | 0.6 | 12.39 | 639889928565 | Inner door for AX plastic 800x600 |  | 1 | 175.2555 | Catalog Stocked Product | YES | L8 | _A | _10 | 85 | 10 | 14
1500000 | 1500000 | 89.8445 | 53.9067 | Industrial Advanced | 0.6 | 3.252 | 639889913820 | KX Terminal box | WHD: 150x150x120, without gland plate | 1 | 56.602 | Catalog Stocked Product | YES | LS | _A | _01 | 06 | 10 | 14
1501000 | 1501000 | 118.614 | 71.1684 | Industrial Advanced | 0.6 | 5.108 | 639889913851 | KX Terminal box | WHD: 300x150x120, without gland plate | 1 | 74.7268 | Catalog Stocked Product | YES | LS | _A | _01 | 06 | 10 | 14
1502000 | 1502000 | 116.376 | 69.8256 | Industrial Advanced | 0.6 | 4.674 | 639889913844 | KX Terminal box | WHD: 200x200x120, without gland plate | 1 | 73.3169 | Catalog Stocked Product | YES | LS | _A | _01 | 06 | 10 | 14
1503000 | 1503000 | 132.6015 | 79.5609 | Industrial Advanced | 0.6 | 6.257 | 639889913868 | KX Terminal box | WHD: 300x200x120, without gland plate | 1 | 83.5389 | Catalog Stocked Product | YES | LS | _A | _01 | 06 | 10 | 14
1504000 | 1504000 | 150.3936 | 90.2362 | Industrial Advanced | 0.6 | 7.628 | 639889913899 | KX Terminal box | WHD: 400x200x120, without gland plate | 1 | 94.748 | Catalog Stocked Product | YES | LS | _A | _01 | 06 | 10 | 14
1505000 | 1505000 | 177.0258 | 106.2155 | Industrial Advanced | 0.6 | 9.215 | 639889913929 | KX Terminal box | WHD: 500x200x120, without gland plate | 1 | 111.5263 | Catalog Stocked Product | YES | LS | _A | _01 | 06 | 10 | 14
1506000 | 1506000 | 206.4555 | 123.8733 | Industrial Advanced | 0.6 | 10.847 | 639889913943 | KX Terminal box | WHD: 600x200x120, without gland plate | 1 | 130.067 | Catalog Stocked Product | YES | LS | _A | _01 | 06 | 10 | 14
1507000 | 1507000 | 159.9051 | 95.9431 | Industrial Advanced | 0.6 | 8.157 | 639889913875 | KX Terminal box | WHD: 300x300x120, without gland plate | 1 | 100.7402 | Catalog Stocked Product | YES | LS | _A | _01 | 06 | 10 | 14
1508000 | 1508000 | 186.3135 | 111.7881 | Industrial Advanced | 0.6 | 10.364 | 639889913905 | KX Terminal box | WHD: 400x300x120, without gland plate | 1 | 117.3775 | Catalog Stocked Product | YES | LS | _A | _01 | 06 | 10 | 14
1509000 | 1509000 | 215.6313 | 129.3788 | Industrial Advanced | 0.6 | 12.28 | 639889913936 | KX Terminal box | WHD: 500x300x120, without gland plate | 1 | 135.8477 | Catalog Stocked Product | YES | LS | _A | _01 | 06 | 10 | 14
1510000 | 1510000 | 248.3061 | 148.9837 | Industrial Advanced | 0.6 | 14.594 | 639889913950 | KX Terminal box | WHD: 600x300x120, without gland plate | 1 | 156.4328 | Catalog Stocked Product | YES | LS | _A | _01 | 06 | 10 | 14
1511000 | 1511000 | 224.919 | 134.9514 | Industrial Advanced | 0.6 | 12.941 | 639889913912 | KX Terminal box | WHD: 400x400x120, without gland plate | 1 | 141.699 | Catalog Stocked Product | YES | LS | _A | _01 | 06 | 10 | 14
1512000 | 1512000 | 291.7233 | 175.034 | Industrial Advanced | 0.6 | 17.945 | 639889913967 | KX Terminal box | WHD: 600x400x120, without gland plate | 1 | 183.7857 | Catalog Stocked Product | YES | LS | _A | _01 | 06 | 10 | 14
1513000 | 1513000 | 313.6557 | 188.1934 | Industrial Advanced | 0.6 | 23.721 | 639889913981 | KX Terminal box | WHD: 800x400x120, without gland plate | 1 | 197.6031 | Catalog Non-Stocked Product | NO | LN | _A | _01 | 06 | 10 | 14
1514000 | 1514000 | 81.9332 | 49.1599 | Industrial Advanced | 0.6 | 2.661 | 639889913769 | KX Terminal box | WHD: 150x150x80, without gland plate | 1 | 51.6179 | Catalog Stocked Product | YES | LS | _A | _01 | 06 | 10 | 14
1515000 | 1515000 | 112.4595 | 67.4757 | Industrial Advanced | 0.6 | 4.365 | 639889913790 | KX Terminal box | WHD: 300x150x80, without gland plate | 1 | 70.8495 | Catalog Stocked Product | YES | LS | _A | _01 | 06 | 10 | 14
1516000 | 1516000 | 90.5383 | 54.323 | Industrial Advanced | 0.6 | 3.957 | 639889913783 | KX Terminal box | WHD: 200x200x80, without gland plate | 1 | 57.0391 | Catalog Stocked Product | YES | LS | _A | _01 | 06 | 10 | 14
1517000 | 1517000 | 124.8804 | 74.9282 | Industrial Advanced | 0.6 | 5.271 | 639889913806 | KX Terminal box | WHD: 300x200x80, without gland plate | 1 | 78.6747 | Catalog Stocked Product | YES | LS | _A | _01 | 06 | 10 | 14
1518000 | 1518000 | 137.3013 | 82.3808 | Industrial Advanced | 0.6 | 6.627 | 639889913813 | KX Terminal box | WHD: 400x200x80, without gland plate | 1 | 86.4998 | Catalog Non-Stocked Product | NO | LN | _A | _01 | 06 | 10 | 14
1521010 | 1521010 | 322.8315 | 193.6989 | Industrial Advanced | 0.6 | 2.91 | 639889159907 | 0150H0150W0080D KL S-S L-MPL | STEEL 150X150X80MM | 1 | 203.3838 | Catalog Stocked Product | YES | LS | _A | _01 | 01 | 1E | 14
1522010 | 1522010 | 389.412 | 233.6472 | Industrial Advanced | 0.6 | 4.277 | 639889159952 | 0150H0300W0080D KL S-S L-MPL | STEEL 300X150X80MM | 1 | 245.3296 | Catalog Stocked Product | YES | LS | _A | _01 | 01 | 1E | 14
1523010 | 1523010 | 366.2487 | 219.7492 | Industrial Advanced | 0.6 | 4.189 | 639889160002 | 0200H0200W0080D KL S-S L-MPL | STEEL 200X200X80MM | 1 | 230.7367 | Catalog Non-Stocked Product | NO | LN | _A | _01 | 01 | 1E | 14
1524010 | 1524010 | 446.9286 | 268.1572 | Industrial Advanced | 0.6 | 5.026 | 639889160057 | 0200H0300W0080D KL S-S L-MPL | STEEL 300X200X80MM | 1 | 281.565 | Catalog Non-Stocked Product | NO | LN | _A | _01 | 01 | 1E | 14
1525010 | 1525010 | 482.6247 | 289.5748 | Industrial Advanced | 0.6 | 7.628 | 639889160101 | 0200H0400W0120D KL S-S L-MPL | STEEL 400X200X120MM | 1 | 304.0536 | Catalog Non-Stocked Product | NO | LN | _A | _01 | 01 | 1E | 14
1526010 | 1526010 | 521.3421 | 312.8053 | Industrial Advanced | 0.6 | 8.245 | 639889160156 | 0300H0300W0120D KL S-S L-MPL | T304 | 1 | 328.4455 | Catalog Stocked Product | YES | LS | _A | _01 | 01 | 1E | 14
1527000 | 1527000 | 240.585 | 144.351 | Industrial Advanced | 0.6 | 14.228 | 639889913974 | KX Terminal box | WHD: 800x200x120, without gland plate | 1 | 151.5686 | Catalog Non-Stocked Product | NO | LN | _A | _01 | 06 | 10 | 14
1527010 | 1527010 | 350.8065 | 210.4839 | Industrial Advanced | 0.6 | 3.395 | 639889859968 | 0150H0150W0120D KL S-S L-MPL | STEEL 150X150X120MM | 1 | 221.0081 | Catalog Non-Stocked Product | NO | LN | _A | _01 | 01 | 1E | 14
1528000 | 1528000 | 86.7001 | 52.0201 | Industrial Advanced | 0.6 | 3.142 | 639889913776 | KX Terminal box | WHD: 200x150x80, without gland plate | 1 | 54.6211 | Catalog Stocked Product | YES | LS | _A | _01 | 06 | 10 | 14
1528010 | 1528010 | 401.9448 | 241.1669 | Industrial Advanced | 0.6 | 4.963 | 639889859975 | 0200H0200W0120D KL S-S L-MPL | STEEL 200X200X120MM | 1 | 253.2252 | Catalog Non-Stocked Product | NO | LN | _A | _01 | 01 | 1E | 14
1529000 | 1529000 | 100.0834 | 60.05 | Industrial Advanced | 0.6 | 3.86 | 639889913837 | KX Terminal box | WHD: 200x150x120, without gland plate | 1 | 63.0525 | Catalog Stocked Product | YES | LS | _A | _01 | 06 | 10 | 14
1529010 | 1529010 | 459.4614 | 275.6768 | Industrial Advanced | 0.6 | 6.188 | 639889859982 | 0300H0200W0120D KL S-S L-MPL | STEEL 300X200X120MM | 1 | 289.4607 | Catalog Non-Stocked Product | NO | LN | _A | _01 | 01 | 1E | 14
1530000 | 1530000 | 158.2266 | 94.936 | Industrial Advanced | 0.6 | 5.688 | 639889913998 | KX Terminal box | WHD: 300x150x120, with gland plate | 1 | 99.6828 | Catalog Stocked Product | YES | LS | _A | _01 | 06 | 10 | 14
1530010 | 1530010 | 581.88 | 349.128 | Industrial Advanced | 0.6 | 10.141 | 639889859999 | 0400H0300W0120D KL S-S L-MPL | STEEL 400X300X120MM | 1 | 366.5844 | Catalog Non-Stocked Product | NO | LN | _A | _01 | 01 | 1E | 14
1531000 | 1531000 | 167.6262 | 100.5757 | Industrial Advanced | 0.6 | 6.759 | 639889914001 | KX Terminal box | WHD: 300x200x120, with gland plate | 1 | 105.6045 | Catalog Non-Stocked Product | NO | LN | _A | _01 | 06 | 10 | 14
1532000 | 1532000 | 192.5799 | 115.5479 | Industrial Advanced | 0.6 | 8.428 | 639889914025 | KX Terminal box | WHD: 400x200x120, with gland plate | 1 | 121.3253 | Catalog Non-Stocked Product | NO | LN | _A | _01 | 06 | 10 | 14
1533000 | 1533000 | 223.4643 | 134.0786 | Industrial Advanced | 0.6 | 10.783 | 639889914056 | KX Terminal box | WHD: 500x200x120, with gland plate | 1 | 140.7825 | Catalog Non-Stocked Product | NO | LN | _A | _01 | 06 | 10 | 14
1535000 | 1535000 | 203.3223 | 121.9934 | Industrial Advanced | 0.6 | 9.347 | 639889914018 | KX Terminal box | WHD: 300x300x120, with gland plate | 1 | 128.093 | Catalog Non-Stocked Product | NO | LN | _A | _01 | 06 | 10 | 14
1536000 | 1536000 | 224.919 | 134.9514 | Industrial Advanced | 0.6 | 11.376 | 639889914032 | KX Terminal box | WHD: 400x300x120, with gland plate | 1 | 141.699 | Catalog Stocked Product | YES | L8 | _A | _01 | 06 | 10 | 14
1537000 | 1537000 | 257.7057 | 154.6234 | Industrial Advanced | 0.6 | 14.198 | 639889914063 | KX Terminal box | WHD: 500x300x120, with gland plate | 1 | 162.3546 | Catalog Stocked Product | YES | LS | _A | _01 | 06 | 10 | 14
1538000 | 1538000 | 301.011 | 180.6066 | Industrial Advanced | 0.6 | 16.182 | 639889914070 | KX Terminal box | WHD: 600x300x120, with gland plate | 1 | 189.6369 | Catalog Non-Stocked Product | NO | LN | _A | _01 | 06 | 10 | 14
1539000 | 1539000 | 270.0147 | 162.0088 | Industrial Advanced | 0.6 | 13.845 | 639889914049 | KX Terminal box | WHD: 400x400x120, with gland plate | 1 | 170.1093 | Catalog Non-Stocked Product | NO | LN | _A | _01 | 06 | 10 | 14
1540000 | 1540000 | 328.986 | 197.3916 | Industrial Advanced | 0.6 | 19.18 | 639889914087 | KX Terminal box | WHD: 600x400x120, with gland plate | 1 | 207.2612 | Catalog Stocked Product | YES | LS | _A | _01 | 06 | 10 | 14
1541000 | 1541000 | 389.412 | 233.6472 | Industrial Advanced | 0.6 | 25.683 | 639889914094 | KX Terminal box | WHD: 800x400x120, with gland plate | 1 | 245.3296 | Catalog Non-Stocked Product | NO | LN | _A | _01 | 06 | 10 | 14
1545000 | 1545000 | 106.249 | 50.9995 | Industrial Market | 0.48 | 5.606 | 639889914124 | KX120603HC | WHD: 150 x 300 x 80 | 1 | 44.6246 | Catalog Stocked Product | YES | LS | _A | _01 | 06 | 10 | 11
1546000 | 1546000 | 97.7558 | 46.9228 | Industrial Market | 0.48 | 5.247 | 639889914117 | KX080803HC | WHD: 200 x 200 x 80 | 1 | 41.0575 | Catalog Stocked Product | YES | LS | _A | _01 | 06 | 10 | 11
1547000 | 1547000 | 132.2658 | 63.4876 | Industrial Market | 0.48 | 9.156 | 639889914148 | KX160803HC | WHD: 200 x 400 x 80 | 1 | 55.5516 | Catalog Non-Stocked Product | NO | LN | _A | _01 | 06 | 10 | 11
1548000 | 1548000 | 115.0332 | 55.2159 | Industrial Market | 0.48 | 6.448 | 639889914179 | KX120605HC | WHD: 150 x 300 x 120 | 1 | 48.3139 | Catalog Stocked Product | YES | LS | _A | _01 | 06 | 10 | 11
1549000 | 1549000 | 110.5572 | 53.0675 | Industrial Market | 0.48 | 5.813 | 639889914162 | KX080805HC | WHD: 200 x 200 x 120 | 1 | 46.434 | Catalog Stocked Product | YES | LS | _A | _01 | 06 | 10 | 11
1550000 | 1550000 | 142.6725 | 68.4828 | Industrial Market | 0.48 | 10.185 | 639889914209 | KX160805HC | WHD: 200 x 400 x 120 | 1 | 59.9224 | Catalog Stocked Product | YES | LS | _A | _01 | 06 | 10 | 11
1551000 | 1551000 | 83.6788 | 40.1658 | Industrial Market | 0.48 | 3.274 | 639889914100 | KX060603HC | WHD: 150 x 150 x 80 | 1 | 35.1451 | Catalog Stocked Product | YES | LS | _A | _01 | 06 | 10 | 11
1552000 | 1552000 | 119.2854 | 57.257 | Industrial Market | 0.48 | 7.011 | 639889914131 | KX120803HC | WHD: 200 x 300 x 80 | 1 | 50.0999 | Catalog Stocked Product | YES | LS | _A | _01 | 06 | 10 | 11
1553000 | 1553000 | 86.4651 | 41.5033 | Industrial Market | 0.48 | 3.792 | 639889914155 | KX060605HC | WHD: 150 x 150 x 120 | 1 | 36.3154 | Catalog Stocked Product | YES | LS | _A | _01 | 06 | 10 | 11
1554000 | 1554000 | 126.6708 | 60.802 | Industrial Market | 0.48 | 7.994 | 639889914186 | KX120805HC | WHD: 200 x 300 x 120 | 1 | 53.2017 | Catalog Stocked Product | YES | LS | _A | _01 | 06 | 10 | 11
1555000 | 1555000 | 152.8554 | 73.3706 | Industrial Market | 0.48 | 10.922 | 639889914193 | KX121205HC | WHD: 300 x 300 x 120 | 1 | 64.1993 | Catalog Stocked Product | YES | LS | _A | _01 | 06 | 10 | 11
1556000 | 1556000 | 183.4041 | 88.034 | Industrial Market | 0.48 | 14.065 | 639889914216 | KX161205HC | WHD: 300 x 400 x 120 | 1 | 77.0297 | Catalog Stocked Product | YES | LS | _A | _01 | 06 | 10 | 11
1557000 | 1557000 | 171.6546 | 82.3942 | Industrial Market | 0.48 | 12.282 | 639889914223 | KX200805HC | WHD: 200 x 500 x 120 | 1 | 72.0949 | Catalog Stocked Product | YES | LS | _A | _01 | 06 | 10 | 11
1558010 | 1558010 | 985.3914 | 591.2348 | Industrial Advanced | 0.6 | 9.083 | 639889108004 | 0200H0400W0123D S-S FIELD BUS | HOUSING T304 | 1 | 620.7966 | Catalog Non-Stocked Product | NO | LN | _A | _01 | 04 | 1E | 14
1560800 | 1560800 | 16.4941 | 9.8964 | Industrial Advanced | 0.6 | 0.507 | 639889916333 | KX Mounting plate WH: 125x135 mm |  | 1 | 10.3913 | Catalog Stocked Product | YES | LS | _A | _10 | 85 | 10 | 14
1561800 | 1561800 | 20.1868 | 12.1121 | Industrial Advanced | 0.6 | 1.215 | 639889916357 | KX Mounting plate WH: 125x285 mm |  | 1 | 12.7177 | Catalog Stocked Product | YES | LS | _A | _10 | 85 | 10 | 14
1562800 | 1562800 | 20.1868 | 12.1121 | Industrial Advanced | 0.6 | 1.049 | 639889916371 | KX Mounting plate WH: 175x185 mm |  | 1 | 12.7177 | Catalog Stocked Product | YES | LS | _A | _10 | 85 | 10 | 14
1563800 | 1563800 | 22.7717 | 13.663 | Industrial Advanced | 0.6 | 1.664 | 639889916388 | KX Mounting plate WH: 300x200 mm |  | 1 | 14.3461 | Catalog Stocked Product | YES | LS | _A | _10 | 85 | 10 | 14
1564800 | 1564800 | 26.5874 | 15.9525 | Industrial Advanced | 0.6 | 2.328 | 639889916395 | KX Mounting plate WH: 175x385 mm |  | 1 | 16.7501 | Catalog Stocked Product | YES | LS | _A | _10 | 85 | 10 | 14
1565800 | 1565800 | 35.4499 | 21.27 | Industrial Advanced | 0.6 | 2.886 | 639889916401 | KX Mounting plate WH: 175x485 mm |  | 1 | 22.3334 | Catalog Stocked Product | YES | LS | _A | _10 | 85 | 10 | 14
1566800 | 1566800 | 45.5433 | 27.326 | Industrial Advanced | 0.6 | 3.704 | 639889916418 | KX Mounting plate WH: 175x585 mm |  | 1 | 28.6923 | Catalog Non-Stocked Product | NO | LN | _A | _10 | 85 | 10 | 14
1567800 | 1567800 | 31.6341 | 18.9805 | Industrial Advanced | 0.6 | 2.734 | 639889916432 | KX Mounting plate WH: 275x285 mm |  | 1 | 19.9295 | Catalog Stocked Product | YES | LS | _A | _10 | 85 | 10 | 14
1568800 | 1568800 | 37.9117 | 22.747 | Industrial Advanced | 0.6 | 3.571 | 639889916449 | KX Mounting plate WH: 275x385 mm |  | 1 | 23.8844 | Catalog Stocked Product | YES | LS | _A | _10 | 85 | 10 | 14
1569800 | 1569800 | 53.1749 | 31.9049 | Industrial Advanced | 0.6 | 4.696 | 639889916456 | KX Mounting plate WH: 275x485 mm |  | 1 | 33.5002 | Catalog Stocked Product | YES | LS | _A | _10 | 85 | 10 | 14
1570800 | 1570800 | 64.4992 | 38.6995 | Industrial Advanced | 0.6 | 5.774 | 639889916463 | KX Mounting plate WH: 275x585 mm |  | 1 | 40.6345 | Catalog Stocked Product | YES | LS | _A | _10 | 85 | 10 | 14
1570810 | 1570810 | 77.3005 | 46.3803 | Industrial Advanced | 0.6 | 7.672 | 639889916470 | KX MOUNTING PLATE WH 800X300 MM |  | 1 | 48.6993 | Catalog Stocked Product | YES | L8 | _A | _10 | 85 | 10 | 14
1571800 | 1571800 | 53.1749 | 31.9049 | Industrial Advanced | 0.6 | 5.053 | 639889916487 | KX Mounting plate WH: 375x385 mm |  | 1 | 33.5002 | Catalog Stocked Product | YES | LS | _A | _10 | 85 | 10 | 14
1572800 | 1572800 | 82.2241 | 49.3345 | Industrial Advanced | 0.6 | 7.884 | 639889916494 | KX Mounting plate WH: 375x585 mm |  | 1 | 51.8012 | Catalog Non-Stocked Product | NO | LN | _A | _10 | 85 | 10 | 14
1573800 | 1573800 | 101.18 | 60.708 | Industrial Advanced | 0.6 | 10.45 | 639889916500 | KX Mounting plate WH: 375x785 mm |  | 1 | 63.7434 | Catalog Non-Stocked Product | NO | LN | _A | _10 | 85 | 10 | 14
1574000 | 1574000 | 144.2391 | 69.2348 | Industrial Market | 0.48 | 8.783 | 639889914230 | KX120806HC | WHD: 200 x 300 x 155 | 1 | 60.5804 | Catalog Stocked Product | YES | LS | _A | _01 | 06 | 10 | 11
1574800 | 1574800 | 77.1774 | 46.3065 | Industrial Advanced | 0.6 | 4.751 | 639889916425 | KX Mounting plate WH: 175x785 mm |  | 1 | 48.6218 | Catalog Non-Stocked Product | NO | LN | _A | _10 | 85 | 10 | 14
1575000 | 1575000 | 162.0312 | 77.775 | Industrial Market | 0.48 | 12.125 | 639889914247 | KX121206HC | WHD: 300 x 300 x 155 | 1 | 68.0531 | Catalog Stocked Product | YES | LS | _A | _01 | 06 | 10 | 11
1575800 | 1575800 | 20.1868 | 12.1121 | Industrial Advanced | 0.6 | 0.75 | 639889916340 | KX Mounting plate WH: 125x185 mm |  | 1 | 12.7177 | Catalog Stocked Product | YES | LS | _A | _10 | 85 | 10 | 14
1576000 | 1576000 | 176.3544 | 84.6501 | Industrial Market | 0.48 | 14.627 | 639889914254 | KX121506HC | WHD: 380 x 300 x 155 | 1 | 74.0688 | Catalog Stocked Product | YES | LS | _A | _01 | 06 | 10 | 11
1576800 | 1576800 | 25.3565 | 15.2139 | Industrial Advanced | 0.6 | 1.656 | 639889916364 | KX Mounting plate WH: 125x385 mm |  | 1 | 15.9746 | Catalog Non-Stocked Product | NO | LN | _A | _10 | 85 | 10 | 14
1577000 | 1577000 | 196.4964 | 94.3183 | Industrial Market | 0.48 | 15.388 | 639889914261 | KX161206HC | WHD: 300 x 400 x 155 | 1 | 82.5285 | Catalog Stocked Product | YES | LS | _A | _01 | 06 | 10 | 11
1578000 | 1578000 | 263.1888 | 126.3306 | Industrial Market | 0.48 | 21.517 | 639889914278 | KX241206HC | WHD: 300 x 600 x 155 | 1 | 110.5393 | Catalog Stocked Product | YES | LS | _A | _01 | 06 | 10 | 11
1579000 | 1579000 | 355.842 | 170.8042 | Industrial Market | 0.48 | 28.616 | 639889914285 | KX321206HC | WHD: 300 x 800 x 155 | 1 | 149.4536 | Catalog Stocked Product | YES | LS | _A | _01 | 06 | 10 | 11
1580000 | 1580000 | 18.9559 | 11.3735 | Industrial Advanced | 0.6 | 0.079 | 639889161955 | WALL FIXING KIT F-KL BRASS | PU=4 | 4 | 11.9422 | Catalog Stocked Product | YES | LS | _A | _10 | 82 | 10 | 14
1581000 | 1581000 | 151.2888 | 90.7733 | Industrial Advanced | 0.6 | 0.265 | 639889162006 | GLAND PLATES PLASTIC PU_5 | WITH KNOCK-OUTS | 5 | 95.3119 | Catalog Non-Stocked Product | NO | LN | _A | _10 | 81 | 10 | 14
1581100 | 1581100 | 63.6375 | 38.1825 | Industrial Advanced | 0.6 | 0.551 | 639889298514 | GLAND PLATE METAL SINGLE | F.KL IP 66 | 1 | 40.0916 | Catalog Non-Stocked Product | NO | LN | _A | _10 | 81 | 10 | 14
1581200 | 1581200 | 45.4202 | 27.2521 | Industrial Advanced | 0.6 | 0.573 | 639889916296 | KX Metal gland plate | with metric knockouts, for cable diameter M20 | 1 | 28.6147 | Catalog Stocked Product | YES | L8 | _A | _10 | 81 | 10 | 14
1582000 | 1582000 | 151.2888 | 90.7733 | Industrial Advanced | 0.6 | 0.256 | 639889162051 | GLAND PLATES PLASTIC PU(5 EA) | WITH KNOCK¼OUTS | 5 | 95.3119 | Catalog Non-Stocked Product | NO | LN | _A | _10 | 81 | 10 | 14
1589000 | 1589000 | 136.518 | 81.9108 | Industrial Advanced | 0.6 | 6.446 | 639889913882 | KX Terminal box | WHD: 400x150x120, without gland plate | 1 | 86.0063 | Catalog Stocked Product | YES | LS | _A | _01 | 06 | 10 | 14
1590000 | 1590000 | 12.6783 | 7.607 | Industrial Advanced | 0.6 | 0.077 | 639889162150 | WALL FIXING KIT F-KL | CLEAR CHROME, 4 BRK'TS PER KIT | 4 | 7.9873 | Catalog Stocked Product | YES | LS | _A | _10 | 82 | 10 | 14
1590010 | 1590010 | 25.7258 | 15.4355 | Industrial Advanced | 0.6 | 0.093 | 639889915398 | SZ Wall mounting bracket | for AX and KX, sheet steel, wall distance: 8 mm | 4 | 16.2073 | Catalog Stocked Product | YES | LS | _A | _10 | 82 | 10 | 14
1591000 | 1591000 | 53.1749 | 31.9049 | Industrial Advanced | 0.6 | 0.071 | 639889162204 | LID RETAINERS F-KL (3 PAIR) | NO DRILLING REQUIRED | 6 | 33.5002 | Catalog Stocked Product | YES | L8 | _A | _10 | 84 | 10 | 14
1592000 | 1592000 | 46.1252 | 27.6751 | Industrial Advanced | 0.6 | 0.057 | 639889162259 | HINGE KITS F-KL |  | 6 | 29.0589 | Catalog Non-Stocked Product | NO | LN | _A | _10 | 84 | 10 | 14
1592010 | 1592010 | 267.1053 | 160.2632 | Industrial Advanced | 0.6 | 0.066 | 639889849181 | KL1592 COVER HINGES 1PU(2 EA) |  | 2 | 168.2763 | Catalog Non-Stocked Product | NO | LN | _A | _10 | 84 | 10 | 14
1592200 | 1592200 | 64.4992 | 38.6995 | Industrial Advanced | 0.6 | 0.057 | 639889916302 | KX Cover hinge |  | 6 | 40.6345 | Catalog Stocked Product | YES | LS | _A | _10 | 84 | 10 | 14
1594000 | 1594000 | 58.9601 | 35.3761 | Industrial Advanced | 0.6 | 0.077 | 639889162358 | WALL BKT FOR EX-KL PU(4 EA) | (PACK OF 4) | 4 | 37.1449 | Catalog Stocked Product | YES | LS | _A | _10 | 82 | 1E | 14
1610000 | 1610000 | 332.1192 | 199.2715 | Industrial Advanced | 0.6 | 8.708 | 639889914544 | KX081606WC | WHD: 400 x 200 x 155 | 1 | 209.2351 | Catalog Stocked Product | YES | LS | _A | _01 | 06 | 10 | 14
1611000 | 1611000 | 374.1936 | 224.5162 | Industrial Advanced | 0.6 | 11.023 | 639889914551 | KX121606WC | WHD: 400 x 300 x 155 | 1 | 235.742 | Catalog Stocked Product | YES | LS | _A | _01 | 06 | 10 | 14
1611100 | 1611100 | 415.7085 | 249.4251 | Industrial Advanced | 0.6 | 14.581 | 639889928718 | KX Bus Enclosure 300x400x155 |  | 1 | 261.8964 | Catalog Stocked Product | YES | L8 | _A | _01 | 06 | 10 | 14
1612000 | 1612000 | 500.5287 | 300.3172 | Industrial Advanced | 0.6 | 15.212 | 639889914568 | KX122406WC | WHD: 600 x 300 x 155 | 1 | 315.3331 | Catalog Stocked Product | YES | LS | _A | _01 | 06 | 10 | 14
1612100 | 1612100 | 548.4219 | 329.0531 | Industrial Advanced | 0.6 | 20.851 | 639889928725 | KX Bus Enclosure 300x600x155 |  | 1 | 345.5058 | Catalog Stocked Product | YES | L8 | _A | _01 | 06 | 10 | 14
1613000 | 1613000 | 612.9882 | 367.7929 | Industrial Advanced | 0.6 | 19.489 | 639889914575 | KX123206WC | WHD: 800 x 300 x 155 | 1 | 386.1826 | Catalog Stocked Product | YES | LS | _A | _01 | 06 | 10 | 14
1613100 | 1613100 | 667.7073 | 400.6244 | Industrial Advanced | 0.6 | 26.7 | 639889928732 | KX Bus Enclosure 300x800x155 |  | 1 | 420.6556 | Catalog Stocked Product | YES | L8 | _A | _01 | 06 | 10 | 14
1670600 | 1670600 | 530.8536 | 318.5122 | Industrial Advanced | 0.6 | 3.792 | 639889856363 | HD060603N4 | SLOPED BODY, SILICONE SEAL | 1 | 334.4378 | Catalog Stocked Product | YES | LS | _A | _02 | 15 | 1E | 14
1671600 | 1671600 | 572.1447 | 343.2868 | Industrial Advanced | 0.6 | 4.541 | 639889856370 | HD060605N4 | SLOPED BODY, SILICONE SEAL | 1 | 360.4512 | Catalog Stocked Product | YES | LS | _A | _02 | 15 | 1E | 14
1672600 | 1672600 | 610.4145 | 366.2487 | Industrial Advanced | 0.6 | 6.481 | 639889856387 | HD080805N4 | SLOPED BODY, SILICONE SEAL | 1 | 384.5611 | Catalog Stocked Product | YES | LS | _A | _02 | 15 | 1E | 14
1674600 | 1674600 | 677.6664 | 406.5998 | Industrial Advanced | 0.6 | 8.377 | 639889856394 | HD081205N4 | SLOPED BODY, SILICONE SEAL | 1 | 426.9298 | Catalog Stocked Product | YES | LS | _A | _02 | 15 | 1E | 14
1675600 | 1675600 | 602.6934 | 361.616 | Industrial Advanced | 0.6 | 10.406 | 639889856400 | HD081605N4 | SLOPED BODY, SILICONE SEAL | 1 | 379.6968 | Catalog Stocked Product | YES | LS | _A | _02 | 15 | 1E | 14
1676600 | 1676600 | 639.3966 | 383.638 | Industrial Advanced | 0.6 | 13.933 | 639889859517 | HD121605N4 | SLOPED BODY, SILICONE SEAL | 1 | 402.8199 | Catalog Stocked Product | YES | LS | _A | _02 | 15 | 1E | 14
1681600 | 1681600 | 303.0252 | 181.8151 | Industrial Advanced | 0.6 | 2.16 | 639889927537 | PB01225HD14 |  | 1 | 190.9059 | Catalog Stocked Product | YES | L8 | _A | _02 | 15 | 1E | 14
1682600 | 1682600 | 442.3407 | 265.4044 | Industrial Advanced | 0.6 | 2.866 | 639889927544 | PB02225HD14 |  | 1 | 278.6746 | Catalog Stocked Product | YES | L8 | _A | _02 | 15 | 1E | 14
1683600 | 1683600 | 509.0331 | 305.4199 | Industrial Advanced | 0.6 | 3.571 | 639889927551 | PB03225HD14 |  | 1 | 320.6909 | Catalog Stocked Product | YES | L8 | _A | _02 | 15 | 1E | 14
1684600 | 1684600 | 523.5801 | 314.1481 | Industrial Advanced | 0.6 | 4.365 | 639889927568 | PB04225HD14 |  | 1 | 329.8555 | Catalog Stocked Product | YES | L8 | _A | _02 | 15 | 1E | 14
1686600 | 1686600 | 597.4341 | 358.4605 | Industrial Advanced | 0.6 | 4.674 | 639889927575 | PB06225HD24 |  | 1 | 376.3835 | Catalog Stocked Product | YES | L8 | _A | _02 | 15 | 1E | 14
1751500 | 1751500 | 138.1965 | 66.3343 | Industrial Market | 0.48 | 4.901 | 639889374614 | 0200H0150W0120D EB TXT RAL7035 | W/GALV.MPL | 1 | 58.0425 | Catalog Stocked Product | YES | LS | _A | _01 | 05 | 70 | 11
1752500 | 1752500 | 155.8767 | 74.8208 | Industrial Market | 0.48 | 8.501 | 639889374621 | 0250H0200W0155D EB TXT RAL7035 | W/GALV.MPL | 1 | 65.4682 | Catalog Stocked Product | YES | LS | _A | _01 | 05 | 70 | 11
1753500 | 1753500 | 191.2371 | 91.7938 | Industrial Market | 0.48 | 13 | 639889374638 | 0300H0250W0155D EB TXT RAL7035 | W/GALV.MPL | 1 | 80.3196 | Catalog Stocked Product | YES | LS | _A | _01 | 05 | 70 | 11
1754500 | 1754500 | 233.871 | 112.2581 | Industrial Market | 0.48 | 15.5 | 639889374645 | 0350H0300W0155D EB TXT RAL7035 | W/GALV.MPL | 1 | 98.2258 | Catalog Stocked Product | YES | LS | _A | _01 | 05 | 70 | 11
1755500 | 1755500 | 244.5015 | 117.3607 | Industrial Market | 0.48 | 17 | 639889374652 | 0400H0350W0155D EB TXT RAL7035 | W/GALV.MPL | 1 | 102.6906 | Catalog Stocked Product | YES | LS | _A | _01 | 05 | 70 | 11
1931200 | 1931200 | 120.4044 | 102.3437 | IT Advanced | 0.85 | 0.414 | 639889142206 | 1U BLANKING PANEL | NATURAL ANODIZED ALUMINUM | 3 | 90.3033 | Catalog Non-Stocked Product | NO | LN | _A | _10 | 87 | 10 | 24
1932200 | 1932200 | 161.4717 | 137.2509 | IT Advanced | 0.85 | 0.866 | 639889142251 | 2U BLANKING PANEL | NATURAL ANODIZED ALUMINUM | 3 | 121.1038 | Catalog Stocked Product | YES | LS | _A | _10 | 87 | 10 | 24
1933200 | 1933200 | 218.3169 | 185.5694 | IT Advanced | 0.85 | 1.279 | 639889142305 | 3U BLANKING PANEL | NATURAL ANODIZED ALUMINUM | 3 | 163.7377 | Catalog Stocked Product | YES | LS | _A | _10 | 87 | 10 | 24
1934200 | 1934200 | 287.2473 | 244.1602 | IT Advanced | 0.85 | 1.669 | 639889142350 | 4U BLANKING PANEL | NATURAL ANODIZED ALUMINUM | 3 | 215.4355 | Catalog Stocked Product | YES | LS | _A | _10 | 87 | 10 | 24
1935200 | 1935200 | 446.8167 | 379.7942 | IT Advanced | 0.85 | 2.943 | 639889142404 | 7U BLANKING PANEL | NATURAL ANODIZED ALUMINUM | 3 | 335.1125 | Catalog Non-Stocked Product | NO | LN | _A | _10 | 87 | 10 | 24
1936200 | 1936200 | 364.5702 | 309.8847 | IT Advanced | 0.85 | 2.485 | 639889142459 | 6U BLANKING PANEL | NATURAL ANODIZED ALUMINUM | 3 | 273.4276 | Catalog Non-Stocked Product | NO | LN | _A | _10 | 87 | 10 | 24
1937200 | 1937200 | 636.711 | 541.2043 | IT Advanced | 0.85 | 5.17 | 639889142503 | 12U BLANKING PANEL | NATURAL ANODIZED ALUMINUM | 3 | 477.5333 | Catalog Non-Stocked Product | NO | LN | _A | _10 | 87 | 10 | 24
1939200 | 1939200 | 554.2407 | 471.1046 | IT Advanced | 0.85 | 3.732 | 639889142558 | 9U BLANKING PANEL | NATURAL ANODIZED ALUMINUM | 3 | 415.6805 | Catalog Non-Stocked Product | NO | LN | _A | _10 | 87 | 10 | 24
1950000 | 1950000 | 72.5 | 61.625 | IT Advanced | 0.85 | 0.066 | 639889142800 | HINGE FOR BLANKING PANELS | EL HINGE FOR COVER PLATES | 2 | 54.375 | Catalog Stocked Product | YES | LS | _A | _10 | 87 | 10 | 24
1962200 | 1962200 | 130.2516 | 110.7139 | IT Advanced | 0.85 | 0.366 | 639889230156 | SLIDE RAILS F-SR 24W | STEEL RAILS FOR MOUNTING | 10 | 97.6887 | Catalog Non-Stocked Product | NO | LN | _A | _10 | 87 | 10 | 24
1963200 | 1963200 | 144.2391 | 122.6032 | IT Advanced | 0.85 | 0.514 | 639889230200 | SLIDE RAILS F-SR 32W | STEEL RAILS FOR MOUNTING | 10 | 108.1793 | Catalog Non-Stocked Product | NO | LN | _A | _10 | 87 | 10 | 24
1980200 | 1980200 | 137.3013 | 116.7061 | IT Advanced | 0.85 | 1.323 | 639889230354 | SR SWING FRAME STOP 180 DEGREE | F/SR | 1 | 102.976 | Catalog Stocked Product | YES | LS | _A | _10 | 87 | 10 | 24
1994835 | 1994835 | 246.5157 | 209.5383 | IT Advanced | 0.85 | 6.259 | 639889810228 | HDWR KIT F-600MM WIDE SWING | FRAMES, RAL7035 | 1 | 184.8868 | Catalog Non-Stocked Product | NO | LN | _A | _10 | 87 | 10 | 24
1995235 | 1995235 | 242.823 | 206.3996 | IT Advanced | 0.85 | 8.377 | 639889090019 | FIXING KIT F-800MM WIDE SWING | FRAMES RAL7035 | 1 | 182.1173 | Catalog Stocked Product | YES | LS | _A | _10 | 87 | 10 | 24
1995835 | 1995835 | 265.7625 | 225.8981 | IT Advanced | 0.85 | 8.635 | 639889011731 | 800W HD INSTALL KIT F-SR | RAL7035 | 1 | 199.3219 | Catalog Non-Stocked Product | NO | LN | _A | _10 | 87 | 10 | 24
1996535 | 1996535 | 369.6057 | 314.1648 | IT Advanced | 0.85 | 13.541 | 639889810235 | ASSY KIT F TS 1200W SWINGFRAM | RAL7035 | 1 | 277.2043 | Catalog Non-Stocked Product | NO | LN | _A | _10 | 87 | 10 | 24
1996835 | 1996835 | 281.6523 | 239.4045 | IT Advanced | 0.85 | 11.986 | 639889810242 | FIXING KIT F-1200MM WIDE SWING | FRAMES, RAL7035 | 1 | 211.2392 | Catalog Non-Stocked Product | NO | LN | _A | _10 | 87 | 10 | 24
1997235 | 1997235 | 420.744 | 357.6324 | IT Advanced | 0.85 | 13.468 | 639889090033 | FIXING KIT F-PS 32W SIDE AND | CENTER RAL7035 | 1 | 315.558 | Catalog Stocked Product | YES | LS | _A | _10 | 87 | 10 | 24
2026200 | 2026200 | 356.1777 | 302.751 | IT Advanced | 0.85 | 10.141 | 639889231351 | SWING FRAME 6HU F- AE | ELECTRICAL CABINET | 1 | 267.1333 | Catalog Non-Stocked Product | NO | LN | _A | _10 | 87 | 10 | 24
2027200 | 2027200 | 409.8897 | 348.4062 | IT Advanced | 0.85 | 11.228 | 639889231405 | SWING FRAME 11HU F- AP | AE AND AP | 1 | 307.4173 | Catalog Non-Stocked Product | NO | LN | _A | _10 | 87 | 10 | 24
2034010 | 2034010 | 159.2337 | 95.5402 | Industrial Advanced | 0.6 | 1.179 | 639889915688 | AX INSTALLATION KIT FOR SWING FRAME |  | 1 | 100.3172 | Catalog Non-Stocked Product | NO | LN | _A | _10 | 87 | 10 | 14
2089000 | 2089000 | 20.0637 | 12.0382 | Industrial Advanced | 0.6 | 0.013 | 639889273900 | SCREW M6x16 POSIDR_PL WSHR (PU_100) | (PACK OF 100) POSIDRIVE HEAD DIN7985_ISO7045-Z | 100 | 12.6401 | Catalog Stocked Product | YES | LS | _A | _10 | 90 | 50 | 14
2090000 | 2090000 | 62.5297 | 53.1503 | IT Advanced | 0.85 | 0.033 | 639889895959 | DK 19 IN. FASTENER 1 U M5 24 PCS | FOR 19 IN. PROFILES AND MOUNTING FRAMES | 24 | 46.8973 | Catalog Stocked Product | YES | LS | _D | _50 | 87 | 10 | 24
2092200 | 2092200 | 48.7436 | 29.2462 | Industrial Advanced | 0.6 | 0.009 | 639889142909 | M6 CAPTIVE NUTS W-O CONTACT PU(50 EA) | FOR METAL THICKNESS 0.8-2.0 | 50 | 30.7085 | Catalog Stocked Product | YES | LS | _A | _10 | 90 | 10 | 14
2092500 | 2092500 | 45.9126 | 27.5475 | Industrial Advanced | 0.6 | 0.009 | 639889342323 | M5 CAPTIVE NUTS W-O CONTACT PU(50 EA) | FOR METAL THICKNESS 0.8-2.0 | 50 | 28.9249 | Catalog Stocked Product | YES | LS | _A | _10 | 90 | 10 | 14
2093200 | 2093200 | 40.1273 | 24.0764 | Industrial Advanced | 0.6 | 0.011 | 639889142954 | SCREW M6x16 CHEESEHEAD FIX PU(100 EA) | (PACK OF 100) | 100 | 25.2802 | Catalog Stocked Product | YES | LS | _A | _10 | 90 | 50 | 14
2094200 | 2094200 | 58.3447 | 35.0068 | Industrial Advanced | 0.6 | 0.009 | 639889143005 | M6 CAPTIVE NUTS W-GRD CONTACT PU(50 EA) | FOR METAL THICKNESS 0.8-2.0 | 50 | 36.7571 | Catalog Stocked Product | YES | LS | _A | _10 | 90 | 10 | 14
2094400 | 2094400 | 77.916 | 66.2286 | IT Advanced | 0.85 | 0.015 | 639889860964 | M6 CAPTIVE NUTS FRONT INSTALLATION | PU=50 | 50 | 58.437 | Catalog Stocked Product | YES | LS | _A | _10 | 87 | 10 | 24
2094500 | 2094500 | 53.5442 | 32.1265 | Industrial Advanced | 0.6 | 0.011 | 639889288539 | M5 CAPTIVE NUTS W- CONTACT PU (50 EA) | FOR METAL THICKNESS 0.8-2.0 | 50 | 33.7328 | Catalog Stocked Product | YES | LS | _A | _10 | 90 | 10 | 14
2203400 | 2203400 | 72.6231 | 43.5739 | Industrial Advanced | 0.6 | 0.123 | 639889849723 | VELCRON - NYLON LOOP | 16MM WIDE, 5 METERS | 1 | 45.7526 | Catalog Non-Stocked Product | NO | LN | _A | _10 | 85 | 10 | 14
2231000 | 2231000 | 176.3544 | 149.9012 | IT Advanced | 0.85 | 0.328 | 639889145856 | 19IN 1U VENTED FRONT PANEL PU(3 EA) | EL FRONT VENTILATION PANEL 1 U PACKS OF 3 F. STEEL EL. CAB. | 3 | 132.2658 | Catalog Non-Stocked Product | NO | LN | _A | _10 | 87 | 10 | 24
2232000 | 2232000 | 218.3169 | 185.5694 | IT Advanced | 0.85 | 0.661 | 639889145900 | 19IN 2U VENTED FRONT PANEL PU(3 EA) | EL FRONT VENTILATION PANEL 2 U P.OF 3 F. STEEL ELEC. CAB. | 3 | 163.7377 | Catalog Non-Stocked Product | NO | LN | _A | _10 | 87 | 10 | 24
2233000 | 2233000 | 309.0678 | 262.7076 | IT Advanced | 0.85 | 0.968 | 639889145955 | 19IN 3U VENTED FRONT PANEL PU(3 EA) | EL FRONT VENTILATION PANEL 3U P.0F 3 F. STEEL ELEC. CAB. | 3 | 231.8008 | Catalog Non-Stocked Product | NO | LN | _A | _10 | 87 | 10 | 24
2243605 | 2243605 | 980.3559 | 833.3025 | IT Advanced | 0.85 | 43.358 | 639889371569 | 0212H0600W0373D 3PART EL | replaces 2243 600 | 1 | 735.2669 | Catalog Non-Stocked Product | NO | LN | _A | _02 | 16 | 10 | 24
2246605 | 2246605 | 1094.9415 | 930.7003 | IT Advanced | 0.85 | 55.042 | 639889371576 | 0345H0600W0373D 3PART EL | replaces 2246 600 | 1 | 821.2061 | Catalog Non-Stocked Product | NO | LN | _A | _02 | 16 | 10 | 24
2249605 | 2249605 | 1305.3135 | 1109.5165 | IT Advanced | 0.85 | 66.138 | 639889371583 | 0478H0600W0373D 3PART EL | replaces 2249 600 | 1 | 978.9851 | Catalog Non-Stocked Product | NO | LN | _A | _02 | 16 | 10 | 24
2252605 | 2252605 | 1472.2683 | 1251.4281 | IT Advanced | 0.85 | 79.365 | 639889371590 | 0612H0600W0373D 3PART EL | replaces 2252 600 | 1 | 1104.2012 | Catalog Non-Stocked Product | NO | LN | _A | _02 | 16 | 10 | 24
2253605 | 2253605 | 1077.3732 | 915.7672 | IT Advanced | 0.85 | 48.325 | 639889371637 | 0212H0600W0473D 3PART EL | replaces 2253 600 | 1 | 808.0299 | Catalog Non-Stocked Product | NO | LN | _A | _02 | 16 | 10 | 24
2255605 | 2255605 | 1652.0916 | 1404.2779 | IT Advanced | 0.85 | 92.593 | 639889371606 | 0746H0600W0373D 3PART EL | replaces 2255 600 | 1 | 1239.0687 | Catalog Non-Stocked Product | NO | LN | _A | _02 | 16 | 10 | 24
2256605 | 2256605 | 1255.8537 | 1067.4756 | IT Advanced | 0.85 | 60.265 | 639889371644 | 0345H0600W0473D 3PART EL | replaces 2256 600 | 1 | 941.8903 | Catalog Non-Stocked Product | NO | LN | _A | _02 | 16 | 10 | 24
2259605 | 2259605 | 1413.0732 | 1201.1122 | IT Advanced | 0.85 | 72.751 | 639889371651 | 0478H0600W0473D 3PART EL | 7035 NEW EL | 1 | 1059.8049 | Catalog Non-Stocked Product | NO | LN | _A | _02 | 16 | 10 | 24
2261605 | 2261605 | 2051.5746 | 1743.8384 | IT Advanced | 0.85 | 116.843 | 639889371620 | 1012H0600W0373D EL KOMBI SYS. | replaces 2261 600 | 1 | 1538.6809 | Catalog Non-Stocked Product | NO | LN | _A | _02 | 16 | 10 | 24
2262605 | 2262605 | 1555.7457 | 1322.3838 | IT Advanced | 0.85 | 85.979 | 639889371668 | 0612H0600W0473D 3PART EL | replaces 2262 600 | 1 | 1166.8093 | Catalog Non-Stocked Product | NO | LN | _A | _02 | 16 | 10 | 24
2265605 | 2265605 | 1714.9794 | 1457.7325 | IT Advanced | 0.85 | 99.206 | 639889371675 | 0746H0600W0473D 3PART EL | replaces 2265 600 | 1 | 1286.2345 | Catalog Non-Stocked Product | NO | LN | _A | _02 | 16 | 10 | 24
2271605 | 2271605 | 2102.9367 | 1787.4962 | IT Advanced | 0.85 | 123.457 | 639889371699 | 1012H0600W0473D 3PART EL | replaces 2271 600 | 1 | 1577.2025 | Catalog Non-Stocked Product | NO | LN | _A | _02 | 16 | 10 | 24
2304000 | 2304000 | 140.994 | 84.5964 | Industrial Advanced | 0.6 | 0.174 | 639889246607 | S-S AE TURNBUCKLE LOCK | LOCK | 1 | 88.8262 | Catalog Stocked Product | YES | LS | _A | _10 | 83 | 1E | 14
2304010 | 2304010 | 157.4433 | 94.466 | Industrial Advanced | 0.6 | 0.225 | 639889860971 | HD CAM LOCK | for AE STAINLESS STEEL | 1 | 99.1893 | Catalog Stocked Product | YES | LS | _A | _10 | 88 | 1E | 14
2307000 | 2307000 | 14.8939 | 8.9363 | Industrial Advanced | 0.6 | 0.044 | 639889300828 | FIAT INSERT | ERGOFORM S LEVER HANDLE | 1 | 9.3832 | Catalog Non-Stocked Product | NO | LN | _A | _10 | 83 | 10 | 14
2308000 | 2308000 | 41.9737 | 25.1842 | Industrial Advanced | 0.6 | 0.093 | 639889203129 | FIAT KEY | SZ KEY (FIAT) | 1 | 26.4434 | Catalog Non-Stocked Product | NO | LN | _A | _10 | 83 | 10 | 14
2309000 | 2309000 | 120.4044 | 72.2426 | Industrial Advanced | 0.6 | 0.015 | 639889246751 | MTG CLIP F. DIN RAIL | TS 35_7.5 35_15 | 30 | 75.8548 | Catalog Non-Stocked Product | NO | LN | _A | _10 | 85 | 10 | 14
2309010 | 2309010 | 88.1772 | 52.9063 | Industrial Advanced | 0.6 | 0.11 | 639889928480 | KX spacer bracket |  | 4 | 55.5516 | Catalog Stocked Product | YES | L8 | _A | _10 | 85 | 10 | 14
2309100 | 2309100 | 96.9949 | 58.197 | Industrial Advanced | 0.6 | 0.015 | 639889915695 | KX MOUNTING CLAW FOR SECOND MOUNTING LEV |  | 20 | 61.1068 | Catalog Non-Stocked Product | NO | LN | _A | _10 | 85 | 10 | 14
2310076 | 2310076 | 409.8897 | 245.9338 | Industrial Advanced | 0.6 | 0.428 | 639889246959 | DOOR MTG BARS F.AE SS 698MM | PU(20) | 20 | 258.2305 | Catalog Non-Stocked Product | NO | LN | _A | _10 | 85 | 10 | 14
2310120 | 2310120 | 554.1288 | 332.4773 | Industrial Advanced | 0.6 | 0.708 | 639889247055 | DOOR MTG BARS F.AE S_S 1138MM | PU=20 | 20 | 349.1011 | Catalog Non-Stocked Product | NO | LN | _A | _10 | 85 | 10 | 14
2311250 | 2311250 | 160.8003 | 96.4802 | Industrial Advanced | 0.6 | 0.044 | 639889845596 | SPACER LENGTH 50MM |  | 12 | 101.3042 | Catalog Non-Stocked Product | NO | LN | _A | _10 | 83 | 10 | 14
2313150 | 2313150 | 406.5327 | 243.9196 | Industrial Advanced | 0.6 | 2.712 | 639889247109 | DIN RAIL TS 35-15 2M LONG | PU=6 | 6 | 256.1156 | Catalog Non-Stocked Product | NO | LN | _A | _10 | 85 | 10 | 14
2313750 | 2313750 | 235.5495 | 141.3297 | Industrial Advanced | 0.6 | 1.343 | 639889247154 | RAIL TS35-7 5 2M LONG DIN PU(6 EA) | (PK OF 6) | 6 | 148.3962 | Catalog Non-Stocked Product | NO | LN | _A | _10 | 85 | 10 | 14
2314000 | 2314000 | 111.0272 | 66.6163 | Industrial Advanced | 0.6 | 0.097 | 639889247208 | INSTALL RAILS TS35-7 5 137MM | PU=10 | 10 | 69.9471 | Catalog Non-Stocked Product | NO | LN | _A | _10 | 85 | 10 | 14
2315000 | 2315000 | 123.9852 | 74.3911 | Industrial Advanced | 0.6 | 0.134 | 639889247253 | INSTALL RAILS TS35-7 5 187MM | PU=10 | 10 | 78.1107 | Catalog Non-Stocked Product | NO | LN | _A | _10 | 85 | 10 | 14
2316000 | 2316000 | 164.0454 | 98.4272 | Industrial Advanced | 0.6 | 0.203 | 639889247307 | INSTALL RAILS F S-S CP T35-7 5 | 287MM | 10 | 103.3486 | Catalog Non-Stocked Product | NO | LN | _A | _10 | 85 | 10 | 14
2317000 | 2317000 | 177.5853 | 106.5512 | Industrial Advanced | 0.6 | 0.276 | 639889247352 | INSTALL RAILS TS35-7 5 387MM | PU=10 | 10 | 111.8787 | Catalog Non-Stocked Product | NO | LN | _A | _10 | 85 | 10 | 14
2318000 | 2318000 | 235.5495 | 141.3297 | Industrial Advanced | 0.6 | 0.67 | 639889247406 | INSTALL RAILS TS35-15 487MM | PU=10 | 10 | 148.3962 | Catalog Non-Stocked Product | NO | LN | _A | _10 | 85 | 10 | 14
2319000 | 2319000 | 273.9312 | 164.3587 | Industrial Advanced | 0.6 | 0.798 | 639889247451 | INSTALL RAILS TS35-15 587MM | PU=10 | 10 | 172.5767 | Catalog Non-Stocked Product | NO | LN | _A | _10 | 85 | 10 | 14
2325000 | 2325000 | 265.5387 | 159.3232 | Industrial Advanced | 0.6 | 0.441 | 639889247550 | AE DOOR BAR F- 1050-1100-1110- | 1114/1130/1213/1350 | 20 | 167.2894 | Catalog Stocked Product | YES | LS | _A | _10 | 83 | 10 | 14
2326000 | 2326000 | 318.5793 | 191.1476 | Industrial Advanced | 0.6 | 0.529 | 639889247604 | AE DOOR BAR F- 1039-1060-1076- | 1260/1339/1360/1376 | 20 | 200.705 | Catalog Stocked Product | YES | LS | _A | _10 | 83 | 10 | 14
2327000 | 2327000 | 348.3447 | 209.0068 | Industrial Advanced | 0.6 | 0.692 | 639889247659 | AE DOOR BAR F-1073-1077 PU(20 EA) | AE1073_1077 | 20 | 219.4572 | Catalog Stocked Product | YES | LS | _A | _10 | 83 | 10 | 14
2328000 | 2328000 | 360.2061 | 216.1237 | Industrial Advanced | 0.6 | 0.71 | 639889247703 | AE DOOR BAR F. 1180-1280 PU(20 EA) | AE1180_1280 | 20 | 226.9298 | Catalog Non-Stocked Product | NO | LN | _A | _10 | 83 | 10 | 14
2332235 | 2332235 | 1298.7114 | 1103.9047 | IT Advanced | 0.85 | 37.478 | 639889090057 | SWING FRAME 31HU W-EXTENSION | PANELS, SIDE MOUNT RAL7035 | 1 | 974.0335 | Catalog Non-Stocked Product | NO | LN | _A | _10 | 87 | 10 | 24
2334000 | 2334000 | 33.8498 | 20.3099 | Industrial Advanced | 0.6 | 0.002 | 639889247758 | M6 PAINT CUTTING WASHER | STEEL DOOR STOP | 100 | 21.3253 | Catalog Stocked Product | YES | LS | _A | _10 | 85 | 10 | 14
2335000 | 2335000 | 47.3897 | 28.4338 | Industrial Advanced | 0.6 | 0.004 | 639889247802 | M8 PAINT CUTTING WASHER | STEEL DOOR STOP | 100 | 29.8555 | Catalog Stocked Product | YES | LS | _A | _10 | 85 | 10 | 14
2337235 | 2337235 | 1410.8352 | 1199.2099 | IT Advanced | 0.85 | 42.773 | 639889342071 | SWING FRAME 36HU W-EXTENSION | SWING FRAME 36HU W/EXTENSION PANELS, SIDE MOUNT RAL7035 | 1 | 1058.1264 | Catalog Non-Stocked Product | NO | LN | _A | _10 | 87 | 10 | 24
2338235 | 2338235 | 1427.0607 | 1213.0016 | IT Advanced | 0.85 | 44.334 | 639889090071 | SWING FRAME 36HU W-EXTENSION | SWING FRAME 36HU W/EXTENSION PANELS, CENTER MOUNT RAL7035 | 1 | 1070.2955 | Catalog Non-Stocked Product | NO | LN | _A | _10 | 87 | 10 | 24
2340700 | 2340700 | 1177.4118 | 1000.8 | IT Advanced | 0.85 | 28.477 | 639889272828 | SR2340 SWING FRAME 40U | STEEL SWING FRAME | 1 | 883.0589 | Catalog Stocked Product | YES | L8 | _A | _10 | 87 | 10 | 24
2341235 | 2341235 | 1470.4779 | 1249.9062 | IT Advanced | 0.85 | 44.835 | 639889342088 | SWING FRAME 40HU W-EXTENSION | PANELS, SIDE MOUNT RAL7035 | 1 | 1102.8584 | Catalog Stocked Product | YES | LS | _A | _10 | 87 | 10 | 24
2342235 | 2342235 | 1490.7318 | 1267.122 | IT Advanced | 0.85 | 47.399 | 639889090088 | SWING FRAME 40hu W-EXTENSION | PANELS, CENTER MOUNT RAL7035 | 1 | 1118.0489 | Catalog Stocked Product | YES | LS | _A | _10 | 87 | 10 | 24
2343000 | 2343000 | 31.1418 | 18.6851 | Industrial Advanced | 0.6 | 0.002 | 639889300897 | M5 PAINT CUTTING WASHER | STEEL DOOR STOP | 100 | 19.6193 | Catalog Stocked Product | YES | LS | _A | _10 | 85 | 10 | 14
2346235 | 2346235 | 1589.5395 | 1351.1086 | IT Advanced | 0.85 | 49.634 | 639889204232 | SR SWINGFRAME RAL7035 | 800MM WIDE PS,LATERAL RAL 7035 | 1 | 1192.1546 | Catalog Non-Stocked Product | NO | LN | _A | _10 | 87 | 10 | 24
2347235 | 2347235 | 1693.8303 | 1439.7558 | IT Advanced | 0.85 | 52.125 | 639889090095 | SR SWINGFRAME RAL7035 | 800 WIDE PS, CENTRAL RAL 7035 | 1 | 1270.3727 | Catalog Non-Stocked Product | NO | LN | _A | _10 | 87 | 10 | 24
2350000 | 2350000 | 215.6313 | 129.3788 | Industrial Advanced | 0.6 | 0.093 | 639889247857 | RAIL CLAMP 6-12MM DIA | SIZE 6-12MM | 25 | 135.8477 | Catalog Non-Stocked Product | NO | LN | _A | _10 | 90 | 10 | 14
2351000 | 2351000 | 225.7023 | 135.4214 | Industrial Advanced | 0.6 | 0.101 | 639889247901 | RAIL CLAMP 12-16MM DIA | SIZE 12-16MM | 25 | 142.1924 | Catalog Stocked Product | YES | LS | _A | _10 | 90 | 10 | 14
2352000 | 2352000 | 228.9474 | 137.3684 | Industrial Advanced | 0.6 | 0.104 | 639889247956 | RAIL CLAMP 14-18MM DIA | SIZE 14-18MM | 25 | 144.2369 | Catalog Stocked Product | YES | LS | _A | _10 | 90 | 10 | 14
2353000 | 2353000 | 235.5495 | 141.3297 | Industrial Advanced | 0.6 | 0.119 | 639889248007 | RAIL CLAMP 18-22MM DIA | SIZE 18-22MM | 25 | 148.3962 | Catalog Stocked Product | YES | LS | _A | _10 | 90 | 10 | 14
2354000 | 2354000 | 252.2226 | 151.3336 | Industrial Advanced | 0.6 | 0.132 | 639889248052 | RAIL CLAMP 22-26MM DIA | SIZE 22-26MM | 25 | 158.9002 | Catalog Stocked Product | YES | LS | _A | _10 | 90 | 10 | 14
2355000 | 2355000 | 298.773 | 179.2638 | Industrial Advanced | 0.6 | 0.141 | 639889248106 | RAIL CLAMP 26-30MM DIA | SIZE 26-30MM | 25 | 188.227 | Catalog Stocked Product | YES | LS | _A | _10 | 90 | 10 | 14
2356000 | 2356000 | 292.059 | 175.2354 | Industrial Advanced | 0.6 | 0.165 | 639889248151 | RAIL CLAMP 30-34MM DIA | SIZE 30-34MM | 25 | 183.9972 | Catalog Non-Stocked Product | NO | LN | _A | _10 | 90 | 10 | 14
2357000 | 2357000 | 341.9664 | 205.1798 | Industrial Advanced | 0.6 | 0.218 | 639889248205 | RAIL CLAMP 34-38MM DIA | SIZE 34-38MM | 25 | 215.4388 | Catalog Non-Stocked Product | NO | LN | _A | _10 | 90 | 10 | 14
2358000 | 2358000 | 354.9468 | 212.9681 | Industrial Advanced | 0.6 | 0.234 | 639889248250 | RAIL CLAMP 38-42MM DIA | SIZE 38-42MM | 25 | 223.6165 | Catalog Non-Stocked Product | NO | LN | _A | _10 | 90 | 10 | 14
2359000 | 2359000 | 370.0533 | 222.032 | Industrial Advanced | 0.6 | 0.26 | 639889248304 | RAIL CLAMP 42-46MM DIA | SIZE 42-46MM | 25 | 233.1336 | Catalog Non-Stocked Product | NO | LN | _A | _10 | 90 | 10 | 14
2360000 | 2360000 | 383.2575 | 229.9545 | Industrial Advanced | 0.6 | 0.276 | 639889248359 | RAIL CLAMP 46-50MM DIA | SIZE 46-50MM | 25 | 241.4522 | Catalog Non-Stocked Product | NO | LN | _A | _10 | 90 | 10 | 14
2361010 | 2361010 | 360.2061 | 216.1237 | Industrial Advanced | 0.6 | 2.892 | 639889915978 | AX Protection canopy for WD: 300x210 mm | stainless steel | 1 | 226.9298 | Catalog Non-Stocked Product | NO | LN | _A | _10 | 84 | 1E | 14
2362010 | 2362010 | 411.4563 | 246.8738 | Industrial Advanced | 0.6 | 4.497 | 639889915992 | AX Protection canopy for WD: 500x210 mm | stainless steel | 1 | 259.2175 | Catalog Non-Stocked Product | NO | LN | _A | _10 | 84 | 1E | 14
2363000 | 2363000 | 751.6323 | 450.9794 | Industrial Advanced | 0.6 | 9.832 | 639889248502 | S-S RAIN CANOPY | FOR AE1018/1019 | 1 | 473.5283 | Catalog Non-Stocked Product | NO | LN | _A | _10 | 84 | 1E | 14
2363010 | 2363010 | 751.6323 | 450.9794 | Industrial Advanced | 0.6 | 10.362 | 639889916043 | AX Protection canopy for WD: 1000x300 mm | stainless steel | 1 | 473.5283 | Catalog Non-Stocked Product | NO | LN | _A | _10 | 84 | 1E | 14
2364000 | 2364000 | 267.1053 | 160.2632 | Industrial Advanced | 0.6 | 1.36 | 639889248557 | GROUNDING BARS F UP TO 1-0 AWG | 695MM LONG | 1 | 168.2763 | Catalog Stocked Product | YES | LS | _A | _10 | 85 | 10 | 14
2365000 | 2365000 | 177.5853 | 106.5512 | Industrial Advanced | 0.6 | 0.077 | 639889248601 | FLAT BRKT F SZ2364 | (PK OF 20) | 20 | 111.8787 | Catalog Stocked Product | YES | LS | _A | _10 | 85 | 10 | 14
2366000 | 2366000 | 180.9423 | 108.5654 | Industrial Advanced | 0.6 | 0.086 | 639889248656 | SLANTED BRKT F SZ2364 | (PK OF 20) | 20 | 113.9936 | Catalog Stocked Product | YES | LS | _A | _10 | 85 | 10 | 14
2367040 | 2367040 | 78.5314 | 47.1189 | Industrial Advanced | 0.6 | 0.004 | 639889301016 | EMC CABLE CLAMPS 4MM | PU=50 | 50 | 49.4748 | Catalog Non-Stocked Product | NO | LN | _A | _10 | 85 | 10 | 14
2367060 | 2367060 | 144.0153 | 86.4092 | Industrial Advanced | 0.6 | 0.004 | 639889248700 | EMC CABLE CLAMPS 6MM | PU=50 | 50 | 90.7296 | Catalog Non-Stocked Product | NO | LN | _A | _10 | 85 | 10 | 14
2367080 | 2367080 | 153.5268 | 92.1161 | Industrial Advanced | 0.6 | 0.004 | 639889248755 | EMC CABLE CLAMPS 8MM | PU=50 | 50 | 96.7219 | Catalog Non-Stocked Product | NO | LN | _A | _10 | 85 | 10 | 14
2367120 | 2367120 | 170.8713 | 102.5228 | Industrial Advanced | 0.6 | 0.013 | 639889248809 | EMC CABLE CLAMPS 12MM | PU=50 | 50 | 107.6489 | Catalog Non-Stocked Product | NO | LN | _A | _10 | 85 | 10 | 14
2367160 | 2367160 | 106.9652 | 64.1791 | Industrial Advanced | 0.6 | 0.015 | 639889301023 | EMC CABLE CLAMPS 16M | PU=50 | 50 | 67.3881 | Catalog Non-Stocked Product | NO | LN | _A | _10 | 85 | 10 | 14
2367200 | 2367200 | 94.7793 | 56.8676 | Industrial Advanced | 0.6 | 0.018 | 639889301030 | EMC CABLE CLAMPS 20M | 2 INSTALLATION STRAPS | 25 | 59.711 | Catalog Non-Stocked Product | NO | LN | _A | _10 | 85 | 10 | 14
2368001 | 2368001 | 111.7657 | 67.0594 | Industrial Advanced | 0.6 | 0.214 | 639889923959 | CONNECTION ELEMENT F-SIGNAL COLUMNS |  | 1 | 70.4124 | Catalog Non-Stocked Product | NO | LN | _A | _10 | 86 | 10 | 14
2368002 | 2368002 | 79.8854 | 47.9312 | Industrial Advanced | 0.6 | 0.218 | 639889923966 | CONNECTION ELEMENT F-SIGNAL COLUMNS |  | 1 | 50.3278 | Catalog Non-Stocked Product | NO | LN | _A | _10 | 86 | 10 | 14
2370151 | 2370151 | 204.1056 | 122.4634 | Industrial Advanced | 0.6 | 0.165 | 639889923799 | STEADY LIGHT COMPONENT RED 230V |  | 1 | 128.5865 | Catalog Non-Stocked Product | NO | LN | _A | _10 | 86 | 10 | 14
2370161 | 2370161 | 204.1056 | 122.4634 | Industrial Advanced | 0.6 | 0.161 | 639889923805 | STEADY LIGHT COMPONENT GREEN 230V |  | 1 | 128.5865 | Catalog Non-Stocked Product | NO | LN | _A | _10 | 86 | 10 | 14
2370171 | 2370171 | 204.1056 | 122.4634 | Industrial Advanced | 0.6 | 0.161 | 639889923812 | STEADY LIGHT COMPONENT YELLOW 230V |  | 1 | 128.5865 | Catalog Non-Stocked Product | NO | LN | _A | _10 | 86 | 10 | 14
2370501 | 2370501 | 222.3453 | 133.4072 | Industrial Advanced | 0.6 | 0.161 | 639889923829 | BLINKING LED COMPONENT RED 24V ACDC |  | 1 | 140.0775 | Catalog Non-Stocked Product | NO | LN | _A | _10 | 86 | 10 | 14
2370511 | 2370511 | 222.3453 | 133.4072 | Industrial Advanced | 0.6 | 0.161 | 639889923836 | BLINKING LED COMPONENT GREEN 24V ACDC |  | 1 | 140.0775 | Catalog Non-Stocked Product | NO | LN | _A | _10 | 86 | 10 | 14
2370521 | 2370521 | 222.3453 | 133.4072 | Industrial Advanced | 0.6 | 0.161 | 639889923843 | BLINKING LED COMPONENT YELLOW 24V ACDC |  | 1 | 140.0775 | Catalog Non-Stocked Product | NO | LN | _A | _10 | 86 | 10 | 14
2370531 | 2370531 | 268.7838 | 161.2703 | Industrial Advanced | 0.6 | 0.161 | 639889923850 | BLINKING LED COMPONENT CLEAR 24V ACDC |  | 1 | 169.3338 | Catalog Non-Stocked Product | NO | LN | _A | _10 | 86 | 10 | 14
2370541 | 2370541 | 268.7838 | 161.2703 | Industrial Advanced | 0.6 | 0.161 | 639889923867 | BLINKING LED COMPONENT BLUE 24V ACDC |  | 1 | 169.3338 | Catalog Non-Stocked Product | NO | LN | _A | _10 | 86 | 10 | 14
2370551 | 2370551 | 237.3399 | 142.4039 | Industrial Advanced | 0.6 | 0.165 | 639889923874 | BLINKING LED COMPONENT RED 230V |  | 1 | 149.5241 | Catalog Non-Stocked Product | NO | LN | _A | _10 | 86 | 10 | 14
2370571 | 2370571 | 237.3399 | 142.4039 | Industrial Advanced | 0.6 | 0.163 | 639889923881 | BLINKING LED COMPONENT YELLOW 230V |  | 1 | 149.5241 | Catalog Non-Stocked Product | NO | LN | _A | _10 | 86 | 10 | 14
2371001 | 2371001 | 351.8136 | 211.0882 | Industrial Advanced | 0.6 | 0.187 | 639889923935 | STROBE LIGHT RED 24V DC |  | 1 | 221.6426 | Catalog Non-Stocked Product | NO | LN | _A | _10 | 86 | 10 | 14
2371021 | 2371021 | 351.8136 | 211.0882 | Industrial Advanced | 0.6 | 0.187 | 639889923942 | STROBE LIGHT YELLOW 24V DC |  | 1 | 221.6426 | Catalog Non-Stocked Product | NO | LN | _A | _10 | 86 | 10 | 14
2372001 | 2372001 | 336.9309 | 202.1585 | Industrial Advanced | 0.6 | 0.161 | 639889923744 | STEADY LIGHT COMPONENT RED 24V ACDC |  | 1 | 212.2665 | Catalog Non-Stocked Product | NO | LN | _A | _10 | 86 | 10 | 14
2372011 | 2372011 | 336.9309 | 202.1585 | Industrial Advanced | 0.6 | 0.161 | 639889923751 | STEADY LIGHT COMPONENT GREEN 24V ACDC |  | 1 | 212.2665 | Catalog Non-Stocked Product | NO | LN | _A | _10 | 86 | 10 | 14
2372021 | 2372021 | 336.9309 | 202.1585 | Industrial Advanced | 0.6 | 0.161 | 639889923768 | STEADY LIGHT COMPONENT YELLOW 24V ACDC |  | 1 | 212.2665 | Catalog Non-Stocked Product | NO | LN | _A | _10 | 86 | 10 | 14
2372031 | 2372031 | 336.9309 | 202.1585 | Industrial Advanced | 0.6 | 0.161 | 639889923775 | STEADY LIGHT COMPONENT CLEAR 24V ACDC |  | 1 | 212.2665 | Catalog Non-Stocked Product | NO | LN | _A | _10 | 86 | 10 | 14
2372041 | 2372041 | 336.9309 | 202.1585 | Industrial Advanced | 0.6 | 0.161 | 639889923782 | STEADY LIGHT COMPONENT BLUE 24V ACDC |  | 1 | 212.2665 | Catalog Non-Stocked Product | NO | LN | _A | _10 | 86 | 10 | 14
2372101 | 2372101 | 704.8581 | 422.9149 | Industrial Advanced | 0.6 | 0.679 | 639889924185 | SIGNAL PILLAR LED RED YLW GRN FOR TUBE |  | 1 | 444.0606 | Catalog Non-Stocked Product | NO | LN | _A | _10 | 86 | 10 | 14
2372102 | 2372102 | 704.8581 | 422.9149 | Industrial Advanced | 0.6 | 0.681 | 639889924192 | SIGNAL PILLAR LED RED YLW GRN FOR WALL |  | 1 | 444.0606 | Catalog Non-Stocked Product | NO | LN | _A | _10 | 86 | 10 | 14
2373000 | 2373000 | 134.6157 | 80.7694 | Industrial Advanced | 0.6 | 0.115 | 639889248854 | UNIVERSAL AE MOUNTING BRACKET | PU=6 | 6 | 84.8079 | Catalog Stocked Product | YES | LS | _A | _10 | 85 | 10 | 14
2374000 | 2374000 | 72.5 | 43.5 | Industrial Advanced | 0.6 | 0.119 | 639889200388 | SIGNAL PILLAR BASE W-INTEGRAL | COMPONENT | 1 | 45.675 | Catalog Stocked Product | YES | L8 | _A | _10 | 86 | 10 | 14
2374010 | 2374010 | 40.4966 | 24.298 | Industrial Advanced | 0.6 | 0.09 | 639889200395 | SIGNAL PILLAR BASE ONLY |  | 1 | 25.5129 | Catalog Non-Stocked Product | NO | LN | _A | _10 | 86 | 10 | 14
2374020 | 2374020 | 44.1893 | 26.5136 | Industrial Advanced | 0.6 | 0.165 | 639889200401 | SIGNAL PILLAR TUBE 250MM LONG | 250 MM LONG | 1 | 27.8393 | Catalog Non-Stocked Product | NO | LN | _A | _10 | 86 | 10 | 14
2374030 | 2374030 | 62.6528 | 37.5917 | Industrial Advanced | 0.6 | 0.258 | 639889200418 | SIGNAL PILLAR TUBE 400MM LONG | 400 MM LONG | 1 | 39.4713 | Catalog Non-Stocked Product | NO | LN | _A | _10 | 86 | 10 | 14
2374050 | 2374050 | 45.4202 | 27.2521 | Industrial Advanced | 0.6 | 0.13 | 639889200432 | SIGNAL PILLAR ANGLE F-TUBE | MOUNTING | 1 | 28.6147 | Catalog Non-Stocked Product | NO | LN | _A | _10 | 86 | 10 | 14
2374150 | 2374150 | 210.7077 | 126.4246 | Industrial Advanced | 0.6 | 0.794 | 639889348783 | INSCRIPTION BOARD F STACKLIGHT | SIGNAL PILLAR | 1 | 132.7459 | Catalog Non-Stocked Product | NO | LN | _A | _10 | 86 | 10 | 14
2375030 | 2375030 | 106.9652 | 64.1791 | Industrial Advanced | 0.6 | 0.534 | 639889374690 | CP-S SIGNAL PILLAR BKT | SIGNAL PILLARS ON ANGLE CP-S | 1 | 67.3881 | Catalog Non-Stocked Product | NO | LN | _A | _10 | 85 | 10 | 14
2376001 | 2376001 | 172.6617 | 103.597 | Industrial Advanced | 0.6 | 0.196 | 639889923898 | BUZZER COMPONENT 24V 105 dB |  | 1 | 108.7769 | Catalog Non-Stocked Product | NO | LN | _A | _10 | 86 | 10 | 14
2376011 | 2376011 | 272.1408 | 163.2845 | Industrial Advanced | 0.6 | 0.194 | 639889923904 | BUZZER COMPONENT 24V 102 dB |  | 1 | 171.4487 | Catalog Non-Stocked Product | NO | LN | _A | _10 | 86 | 10 | 14
2376021 | 2376021 | 197.3916 | 118.435 | Industrial Advanced | 0.6 | 0.196 | 639889923911 | BUZZER COMPONENT 230V 105 dB |  | 1 | 124.3567 | Catalog Non-Stocked Product | NO | LN | _A | _10 | 86 | 10 | 14
2376031 | 2376031 | 293.7375 | 176.2425 | Industrial Advanced | 0.6 | 0.196 | 639889923928 | BUZZER COMPONENT 230V 102 dB |  | 1 | 185.0546 | Catalog Non-Stocked Product | NO | LN | _A | _10 | 86 | 10 | 14
2377030 | 2377030 | 267.5529 | 227.42 | IT Advanced | 0.85 | 5.732 | 639889090101 | SWING FRAME 3hu F-600-800MM | WIDE TS | 1 | 200.6647 | Catalog Non-Stocked Product | NO | LN | _A | _10 | 87 | 10 | 24
2377060 | 2377060 | 278.0715 | 236.3608 | IT Advanced | 0.85 | 6.57 | 639889090118 | SWING FRAME 6hu F-600-800MM | WIDE TS | 1 | 208.5536 | Catalog Non-Stocked Product | NO | LN | _A | _10 | 87 | 10 | 24
2377090 | 2377090 | 290.4924 | 246.9185 | IT Advanced | 0.85 | 7.425 | 639889090125 | SWING FRAME 9hu F-600-800MM | WIDE TS | 1 | 217.8693 | Catalog Non-Stocked Product | NO | LN | _A | _10 | 87 | 10 | 24
2377120 | 2377120 | 311.4177 | 264.705 | IT Advanced | 0.85 | 8.377 | 639889090132 | SWING FRAME 12hu F-600-800MM | WIDE TS | 1 | 233.5633 | Catalog Non-Stocked Product | NO | LN | _A | _10 | 87 | 10 | 24
2377150 | 2377150 | 332.6787 | 282.7769 | IT Advanced | 0.85 | 8.995 | 639889090149 | SWING FRAME 15hu F-600-800MM | WIDE TS | 1 | 249.509 | Catalog Non-Stocked Product | NO | LN | _A | _10 | 87 | 10 | 24
2377180 | 2377180 | 359.0871 | 305.224 | IT Advanced | 0.85 | 10.053 | 639889090156 | SWING FRAME 18hu F-600-800MM | WIDE TS | 1 | 269.3153 | Catalog Non-Stocked Product | NO | LN | _A | _10 | 87 | 10 | 24
2377860 | 2377860 | 137.7489 | 117.0866 | IT Advanced | 0.85 | 4.982 | 639889090163 | MOUNTING KIT F-SMALL SWING | FRAME 0600W | 1 | 103.3117 | Catalog Non-Stocked Product | NO | LN | _A | _10 | 87 | 10 | 24
2377880 | 2377880 | 161.5836 | 137.3461 | IT Advanced | 0.85 | 6.481 | 639889090170 | MOUNTING KIT F-SMALL SWING | FRAME 0800W | 1 | 121.1877 | Catalog Stocked Product | YES | LS | _A | _10 | 87 | 10 | 24
2379600 | 2379600 | 1050.2934 | 630.176 | Industrial Advanced | 0.6 | 17.145 | 639889003682 | 0600W FOLDING KYBD DRAWER | MOUSEPAD, FOR DOOR W=600MM | 1 | 661.6848 | Catalog Stocked Product | YES | LS | _A | _10 | 90 | 10 | 14
2379800 | 2379800 | 1073.4567 | 644.074 | Industrial Advanced | 0.6 | 22.467 | 639889003699 | 0800W FOLDING KYBD DRAWER | MOUSEPAD, FOR DOOR W=800MM | 1 | 676.2777 | Catalog Stocked Product | YES | LS | _A | _10 | 90 | 10 | 14
2379900 | 2379900 | 245.6205 | 147.3723 | Industrial Advanced | 0.6 | 2.381 | 639889003705 | EXTENDABLE MOUSEPAD DRAWER | PULL OUT | 1 | 154.7409 | Catalog Stocked Product | YES | LS | _A | _10 | 90 | 10 | 14
2381000 | 2381000 | 205.7841 | 123.4705 | Industrial Advanced | 0.6 | 2.844 | 639889301054 | MOUSEPAD SUPPORT | MOUSEPAD SM6444.000/6444.500 | 1 | 129.644 | Catalog Non-Stocked Product | NO | LN | _A | _10 | 90 | 10 | 14
2382000 | 2382000 | 94.5331 | 56.7199 | Industrial Advanced | 0.6 | 0.516 | 639889301061 | MOUSE HOLDER FOR IP 67 MOUSE | 6445.000 | 1 | 59.5559 | Catalog Non-Stocked Product | NO | LN | _A | _10 | 90 | 10 | 14
2383020 | 2383020 | 332.6787 | 282.7769 | IT Advanced | 0.85 | 2.809 | 639889003736 | MOUSEPAD SHELF | SWIVELLING | 1 | 249.509 | Catalog Non-Stocked Product | NO | LN | _A | _10 | 90 | 10 | 24
2383030 | 2383030 | 263.8602 | 158.3161 | Industrial Advanced | 0.6 | 7.127 | 639889861008 | SM TFT MONITOR BRACKET RAL 7024 | FOR MONITORS UP TO 20.1" | 1 | 166.2319 | Catalog Non-Stocked Product | NO | LN | _A | _10 | 90 | 10 | 14
2383210 | 2383210 | 120.5163 | 72.3098 | Industrial Advanced | 0.6 | 0.384 | 639889866935 | AE INTERNAL RAIL | FOR 210MM DEEP ENCLOSURE | 4 | 75.9253 | Catalog Stocked Product | YES | LS | _A | _10 | 85 | 10 | 14
2383250 | 2383250 | 133.2729 | 79.9637 | Industrial Advanced | 0.6 | 0.441 | 639889866942 | AE INTERNAL RAIL | FOR 250MM DEEP ENCLOSURE | 4 | 83.9619 | Catalog Stocked Product | YES | LS | _A | _10 | 85 | 10 | 14
2383300 | 2383300 | 149.8341 | 89.9005 | Industrial Advanced | 0.6 | 0.507 | 639889866959 | AE INTERNAL RAIL | FOR 300MM DEEP ENCLOSURE | 4 | 94.3955 | Catalog Stocked Product | YES | LS | _A | _10 | 85 | 10 | 14
2383350 | 2383350 | 166.0596 | 99.6358 | Industrial Advanced | 0.6 | 0.564 | 639889866966 | AE INTERNAL RAIL | FOR 350MM DEEP ENCLOSURE | 4 | 104.6175 | Catalog Stocked Product | YES | LS | _A | _10 | 85 | 10 | 14
2384010 | 2384010 | 445.4739 | 267.2843 | Industrial Advanced | 0.6 | 1.587 | 639889845626 | SWITCH HOUSING | FOR 1 SWITCH D=22,5MM | 1 | 280.6486 | Catalog Non-Stocked Product | NO | LN | _A | _01 | 01 | 1E | 14
2384020 | 2384020 | 485.7579 | 291.4547 | Industrial Advanced | 0.6 | 2.16 | 639889845633 | SWITCH HOUSING | FOR 2 SWITCHES D=22,5MM | 1 | 306.0275 | Catalog Non-Stocked Product | NO | LN | _A | _01 | 01 | 1E | 14
2388050 | 2388050 | 228.9474 | 137.3684 | Industrial Advanced | 0.6 | 1.852 | 639889874305 | 1000W CABLE STRAIN RELIEF RAIL |  | 1 | 144.2369 | Catalog Non-Stocked Product | NO | LN | _A | _10 | 85 | 10 | 14
2388100 | 2388100 | 179.1519 | 107.4911 | Industrial Advanced | 0.6 | 0.026 | 639889003743 | CABLE HOLDERS 3-10MM | PKG OF 10 | 10 | 112.8657 | Catalog Non-Stocked Product | NO | LN | _A | _10 | 85 | 10 | 14
2388125 | 2388125 | 247.299 | 148.3794 | Industrial Advanced | 0.6 | 2.249 | 639889874312 | 1200W CABLE STRAIN RELIEF RAIL |  | 1 | 155.7984 | Catalog Non-Stocked Product | NO | LN | _A | _10 | 85 | 10 | 14
2388150 | 2388150 | 209.253 | 125.5518 | Industrial Advanced | 0.6 | 0.042 | 639889003750 | CABLE HOLDERS 4-15MM | PKG OF 10 | 10 | 131.8294 | Catalog Non-Stocked Product | NO | LN | _A | _10 | 85 | 10 | 14
2388200 | 2388200 | 277.1763 | 166.3058 | Industrial Advanced | 0.6 | 0.079 | 639889003767 | CABLE HOLDERS 10-20MM | PKG OF 10 | 10 | 174.6211 | Catalog Non-Stocked Product | NO | LN | _A | _10 | 85 | 10 | 14
2388280 | 2388280 | 386.6145 | 231.9687 | Industrial Advanced | 0.6 | 0.117 | 639889003774 | CABLE HOLDERS 15-28MM | PKG OF 10 | 10 | 243.5671 | Catalog Non-Stocked Product | NO | LN | _A | _10 | 85 | 10 | 14
2388650 | 2388650 | 172.6617 | 103.597 | Industrial Advanced | 0.6 | 1.19 | 639889874329 | 0600W CABLE STRAIN RELIEF RAIL |  | 1 | 108.7769 | Catalog Stocked Product | YES | LS | _A | _10 | 85 | 10 | 14
2388850 | 2388850 | 200.7486 | 120.4492 | Industrial Advanced | 0.6 | 1.499 | 639889874299 | 800W CABLE STRAIN RELIEF RAIL |  | 1 | 126.4716 | Catalog Non-Stocked Product | NO | LN | _A | _10 | 85 | 10 | 14
2389000 | 2389000 | 338.4975 | 203.0985 | Industrial Advanced | 0.6 | 3.395 | 639889003804 | RAIL SET W-ALUM HANDLE 420MM |  | 1 | 213.2534 | Catalog Non-Stocked Product | NO | LN | _A | _10 | 83 | 10 | 14
2394100 | 2394100 | 61.2093 | 36.7256 | Industrial Advanced | 0.6 | 0.231 | 639889928749 | AX base configuration rail |  | 4 | 38.5619 | Catalog Stocked Product | YES | L8 | _A | _10 | 85 | 10 | 14
2394210 | 2394210 | 110.1096 | 66.0658 | Industrial Advanced | 0.6 | 0.496 | 639889928428 | AX Interior installation rail 210mm |  | 4 | 69.369 | Catalog Stocked Product | YES | L8 | _A | _10 | 85 | 10 | 14
2394250 | 2394250 | 117.0474 | 70.2284 | Industrial Advanced | 0.6 | 0.551 | 639889928435 | AX Interior installation rail 250mm |  | 4 | 73.7399 | Catalog Stocked Product | YES | L8 | _A | _10 | 85 | 10 | 14
2394300 | 2394300 | 123.8733 | 74.324 | Industrial Advanced | 0.6 | 0.628 | 639889928442 | AX Interior installation rail 300mm |  | 4 | 78.0402 | Catalog Stocked Product | YES | L8 | _A | _10 | 85 | 10 | 14
2394350 | 2394350 | 130.8111 | 78.4867 | Industrial Advanced | 0.6 | 0.716 | 639889928459 | AX Interior installation rail 350mm |  | 4 | 82.411 | Catalog Stocked Product | YES | L8 | _A | _10 | 85 | 10 | 14
2394400 | 2394400 | 137.7489 | 82.6493 | Industrial Advanced | 0.6 | 0.794 | 639889928466 | AX Interior installation rail 400mm |  | 4 | 86.7818 | Catalog Stocked Product | YES | L8 | _A | _10 | 85 | 10 | 14
2400000 | 2400000 | 108.3192 | 64.9915 | Industrial Advanced | 0.6 | 0.642 | 639889248908 | CABLE FLANGE | GLAND | 1 | 68.2411 | Catalog Non-Stocked Product | NO | LN | _A | _10 | 90 | 10 | 14
2400300 | 2400300 | 33.8498 | 20.3099 | Industrial Advanced | 0.6 | 0.139 | 639889348905 | CABLE STRAIN RELIEF F-UP TO 2 | CABLES, 8MM EACH | 1 | 21.3253 | Catalog Stocked Product | YES | LS | _A | _10 | 90 | 10 | 14
2400500 | 2400500 | 151.2888 | 90.7733 | Industrial Advanced | 0.6 | 0.123 | 639889342354 | CABLE STRAIN RELIEF F-UP TO 3 | CABLES, 6MM EACH | 5 | 95.3119 | Catalog Non-Stocked Product | NO | LN | _A | _10 | 90 | 10 | 14
2401000 | 2401000 | 79.8854 | 47.9312 | Industrial Advanced | 0.6 | 0.17 | 639889248953 | ADAPTER FROM 16 TO 10 PINS | PU=5 | 5 | 50.3278 | Catalog Non-Stocked Product | NO | LN | _A | _10 | 82 | 10 | 14
2402000 | 2402000 | 78.5314 | 47.1189 | Industrial Advanced | 0.6 | 0.187 | 639889249004 | ADAPTER FROM 16 TO 6 PINS | PU=5 | 5 | 49.4748 | Catalog Non-Stocked Product | NO | LN | _A | _10 | 82 | 10 | 14
2410001 | 2410001 | 250.0965 | 150.0579 | Industrial Advanced | 0.6 | 0.057 | 639889922389 | HD CABLE GLAND - M12X1.5 |  | 5 | 157.5608 | Catalog Stocked Product | YES | L8 | _A | _10 | 88 | 1E | 14
2410011 | 2410011 | 265.3149 | 159.1889 | Industrial Advanced | 0.6 | 0.088 | 639889922396 | HD CABLE GLAND - M16X1.5 |  | 5 | 167.1484 | Catalog Stocked Product | YES | LS | _A | _10 | 88 | 1E | 14
2410021 | 2410021 | 303.0252 | 181.8151 | Industrial Advanced | 0.6 | 0.146 | 639889922402 | HD CABLE GLAND - M20X1.5 |  | 5 | 190.9059 | Catalog Stocked Product | YES | LS | _A | _10 | 88 | 1E | 14
2410031 | 2410031 | 371.3961 | 222.8377 | Industrial Advanced | 0.6 | 0.24 | 639889922419 | HD CABLE GLAND - M25X1.5 |  | 5 | 233.9795 | Catalog Stocked Product | YES | L8 | _A | _10 | 88 | 1E | 14
2410111 | 2410111 | 318.3555 | 191.0133 | Industrial Advanced | 0.6 | 0.095 | 639889922426 | HD CABLE GLAND M16x1.5 EMC |  | 5 | 200.564 | Catalog Non-Stocked Product | NO | LN | _A | _10 | 88 | 1E | 14
2410121 | 2410121 | 363.7869 | 218.2721 | Industrial Advanced | 0.6 | 0.15 | 639889922433 | HD CABLE GLAND M20x1.5 EMC |  | 5 | 229.1857 | Catalog Non-Stocked Product | NO | LN | _A | _10 | 88 | 1E | 14
2410131 | 2410131 | 447.0405 | 268.2243 | Industrial Advanced | 0.6 | 0.26 | 639889922440 | HD CABLE GLAND M25x1.5 EMC |  | 5 | 281.6355 | Catalog Non-Stocked Product | NO | LN | _A | _10 | 88 | 1E | 14
2410290 | 2410290 | 83.455 | 50.073 | Industrial Advanced | 0.6 | 0.071 | 639889849358 | HD TOOL FOR CABLE GLANDS | S/S | 1 | 52.5767 | Catalog Non-Stocked Product | NO | LN | _A | _10 | 88 | 1E | 14
2411601 | 2411601 | 99.5798 | 59.7479 | Industrial Advanced | 0.6 | 0.009 | 639889896499 | SZ Cable gland polyamide | M12x1,5 | 50 | 62.7353 | Catalog Non-Stocked Product | NO | LN | _A | _10 | 90 | 10 | 14
2411611 | 2411611 | 104.5034 | 62.702 | Industrial Advanced | 0.6 | 0.024 | 639889896505 | SZ Cable gland polyamide | M16x1,5 | 50 | 65.8371 | Catalog Stocked Product | YES | LS | _A | _10 | 90 | 10 | 14
2411621 | 2411621 | 119.3973 | 71.6384 | Industrial Advanced | 0.6 | 0.029 | 639889896512 | SZ Cable gland polyamide | M20x1,5 | 50 | 75.2203 | Catalog Non-Stocked Product | NO | LN | _A | _10 | 90 | 10 | 14
2411631 | 2411631 | 82.9627 | 49.7776 | Industrial Advanced | 0.6 | 0.042 | 639889896529 | SZ Cable gland polyamide | M25x1,5 | 25 | 52.2665 | Catalog Non-Stocked Product | NO | LN | _A | _10 | 90 | 10 | 14
2411641 | 2411641 | 107.8268 | 64.6961 | Industrial Advanced | 0.6 | 0.073 | 639889896536 | SZ Cable gland polyamide | M32x1,5 | 15 | 67.9309 | Catalog Non-Stocked Product | NO | LN | _A | _10 | 90 | 10 | 14
2411651 | 2411651 | 49.7284 | 29.837 | Industrial Advanced | 0.6 | 0.123 | 639889896543 | SZ Cable gland polyamide | M40x1,5 | 5 | 31.3289 | Catalog Non-Stocked Product | NO | LN | _A | _10 | 90 | 10 | 14
2411661 | 2411661 | 102.9032 | 61.7419 | Industrial Advanced | 0.6 | 0.238 | 639889896550 | SZ Cable gland polyamide | M50x1,5 | 5 | 64.829 | Catalog Non-Stocked Product | NO | LN | _A | _10 | 90 | 10 | 14
2411671 | 2411671 | 71.3922 | 42.8353 | Industrial Advanced | 0.6 | 0.276 | 639889896567 | SZ Cable gland polyamide | M63x1,5 | 3 | 44.9771 | Catalog Non-Stocked Product | NO | LN | _A | _10 | 90 | 10 | 14
2411801 | 2411801 | 87.8863 | 52.7318 | Industrial Advanced | 0.6 | 0.031 | 639889896574 | SZ Cable gland brass | M12x1,5 | 15 | 55.3683 | Catalog Non-Stocked Product | NO | LN | _A | _10 | 90 | 10 | 14
2411811 | 2411811 | 101.18 | 60.708 | Industrial Advanced | 0.6 | 0.066 | 639889896581 | SZ Cable gland brass | M16x1,5 | 15 | 63.7434 | Catalog Non-Stocked Product | NO | LN | _A | _10 | 90 | 10 | 14
2411821 | 2411821 | 87.8863 | 52.7318 | Industrial Advanced | 0.6 | 0.077 | 639889896598 | SZ Cable gland brass | M20x1,5 | 10 | 55.3683 | Catalog Non-Stocked Product | NO | LN | _A | _10 | 90 | 10 | 14
2411831 | 2411831 | 107.8268 | 64.6961 | Industrial Advanced | 0.6 | 0.126 | 639889896604 | SZ Cable gland brass | M25x1,5 | 10 | 67.9309 | Catalog Stocked Product | YES | LS | _A | _10 | 90 | 10 | 14
2411841 | 2411841 | 84.5628 | 50.7377 | Industrial Advanced | 0.6 | 0.212 | 639889896611 | SZ Cable gland brass | M32x1,5 | 5 | 53.2746 | Catalog Non-Stocked Product | NO | LN | _A | _10 | 90 | 10 | 14
2411851 | 2411851 | 114.4737 | 68.6842 | Industrial Advanced | 0.6 | 0.381 | 639889896628 | SZ Cable gland brass | M40x1,5 | 4 | 72.1184 | Catalog Non-Stocked Product | NO | LN | _A | _10 | 90 | 10 | 14
2411861 | 2411861 | 106.2267 | 63.736 | Industrial Advanced | 0.6 | 0.747 | 639889896635 | SZ Cable gland brass | M50x1,5 | 2 | 66.9228 | Catalog Non-Stocked Product | NO | LN | _A | _10 | 90 | 10 | 14
2411871 | 2411871 | 86.2861 | 51.7717 | Industrial Advanced | 0.6 | 1.098 | 639889896642 | SZ Cable gland brass | M63x1,5 | 1 | 54.3602 | Catalog Non-Stocked Product | NO | LN | _A | _10 | 90 | 10 | 14
2412210 | 2412210 | 228.9474 | 137.3684 | Industrial Advanced | 0.6 | 0.057 | 639889249554 | EMC BRAIDED GROUND STRAP 200MM | 10MM SQ. | 10 | 144.2369 | Catalog Stocked Product | YES | LS | _A | _10 | 85 | 10 | 14
2412216 | 2412216 | 255.6915 | 153.4149 | Industrial Advanced | 0.6 | 0.079 | 639889249608 | EMC BRAIDED GROUND STRAP 200MM | 16MM SQ. | 10 | 161.0856 | Catalog Stocked Product | YES | LS | _A | _10 | 85 | 10 | 14
2412225 | 2412225 | 265.5387 | 159.3232 | Industrial Advanced | 0.6 | 0.123 | 639889249653 | EMC BRAIDED GROUND STRAP 200MM | 25MM SQ. | 10 | 167.2894 | Catalog Stocked Product | YES | LS | _A | _10 | 85 | 10 | 14
2412310 | 2412310 | 328.6503 | 197.1902 | Industrial Advanced | 0.6 | 0.077 | 639889249707 | EMC BRAIDED GROUND STRAP 300MM | 10MM SQ. | 10 | 207.0497 | Catalog Stocked Product | YES | LS | _A | _10 | 85 | 10 | 14
2412316 | 2412316 | 472.7775 | 283.6665 | Industrial Advanced | 0.6 | 0.115 | 639889249752 | EMC BRAIDED GROUND STRAP 300MM | 16MM SQ. | 10 | 297.8498 | Catalog Stocked Product | YES | LS | _A | _10 | 85 | 10 | 14
2412325 | 2412325 | 502.8786 | 301.7272 | Industrial Advanced | 0.6 | 0.174 | 639889249806 | EMC BRAIDED GROUND STRAP 300MM | 25MM SQ. | 10 | 316.8135 | Catalog Stocked Product | YES | LS | _A | _10 | 85 | 10 | 14
2413375 | 2413375 | 180.9423 | 108.5654 | Industrial Advanced | 0.6 | 0.69 | 639889249851 | EMC SHIELDED RAIL 375MM | CHROMATE PLATED STEEL | 1 | 113.9936 | Catalog Non-Stocked Product | NO | LN | _A | _10 | 85 | 10 | 14
2413550 | 2413550 | 204.1056 | 122.4634 | Industrial Advanced | 0.6 | 1.014 | 639889204256 | EMC SHIELDED RAIL 550MM | CHROMATE PLATED STEEL | 1 | 128.5865 | Catalog Non-Stocked Product | NO | LN | _A | _10 | 85 | 10 | 14
2414000 | 2414000 | 277.1763 | 166.3058 | Industrial Advanced | 0.6 | 0.121 | 639889272767 | GROUNDING TOOL F FRAME | SECTION | 1 | 174.6211 | Catalog Non-Stocked Product | NO | LN | _A | _10 | 85 | 10 | 14
2414500 | 2414500 | 267.1053 | 160.2632 | Industrial Advanced | 0.6 | 0.115 | 639889272774 | GROUNDING TOOL | F.GROUNDING BOLTS | 1 | 168.2763 | Catalog Non-Stocked Product | NO | LN | _A | _10 | 85 | 10 | 14
2415000 | 2415000 | 77.1774 | 46.3065 | Industrial Advanced | 0.6 | 0.068 | 639889272842 | CONDUCTIVE TOUCH-UP PAINT | PICK-UP FORK FOR MOUNTING PANEL | 1 | 48.6218 | Catalog Stocked Product | YES | LS | _A | _10 | 90 | 10 | 14
2415100 | 2415100 | 225.7023 | 135.4214 | Industrial Advanced | 0.6 | 0.946 | 639889374867 | TRANSPORT AID F TS DOOR | for TS/ES DOOR | 1 | 142.1924 | Catalog Non-Stocked Product | NO | LN | _A | _10 | 83 | 10 | 14
2415500 | 2415500 | 418.1703 | 250.9022 | Industrial Advanced | 0.6 | 1.116 | 639889004092 | HANDLE GRIPS F TS-ES MPL | MOUNTING PLATES 1 SET | 2 | 263.4473 | Catalog Stocked Product | YES | L8 | _A | _10 | 83 | 10 | 14
2416000 | 2416000 | 716.7195 | 430.0317 | Industrial Advanced | 0.6 | 1.693 | 639889249905 | ELECTRICAL INTERLOCK 230V AC | SZ SAFETY LOCK DOUBLE DOOR | 1 | 451.5333 | Catalog Non-Stocked Product | NO | LN | _A | _10 | 83 | 10 | 14
2418000 | 2418000 | 716.7195 | 430.0317 | Industrial Advanced | 0.6 | 1.675 | 639889249950 | ELECTRICAL INTERLOCK 24V DC | SZ SAFETY LOCK SINGLE DOOR | 1 | 451.5333 | Catalog Stocked Product | YES | LS | _A | _10 | 83 | 10 | 14
2419000 | 2419000 | 716.7195 | 430.0317 | Industrial Advanced | 0.6 | 1.691 | 639889250000 | ELECTRICAL INTERLOCK 120V AC | SZ SAFETY LOCK DOUBLE DOOR | 1 | 451.5333 | Catalog Stocked Product | YES | LS | _A | _10 | 83 | 10 | 14
2420000 | 2420000 | 28.4338 | 17.0603 | Industrial Advanced | 0.6 | 0.143 | 639889250055 | TURN BUCKLE LOCK | SZ TURNBUCKLE LOCK W. PLASTIC LOCK | 1 | 17.9133 | Catalog Non-Stocked Product | NO | LN | _A | _10 | 83 | 10 | 14
2420010 | 2420010 | 25.8489 | 15.5093 | Industrial Advanced | 0.6 | 0.132 | 639889928473 | SZ cam lock for AX |  | 1 | 16.2848 | Catalog Stocked Product | YES | L8 | _A | _10 | 83 | 10 | 14
2422000 | 2422000 | 112.3476 | 67.4086 | Industrial Advanced | 0.6 | 0.088 | 639889250109 | 10MM ROOF STAND-OFF | SZ SPACING PIECE FOR PS ROOF 10 MM | 4 | 70.779 | Catalog Non-Stocked Product | NO | LN | _A | _10 | 84 | 10 | 14
2423000 | 2423000 | 131.1468 | 78.6881 | Industrial Advanced | 0.6 | 0.141 | 639889250154 | 20MM ROOF STAND-OFF | 20 MM | 4 | 82.6225 | Catalog Stocked Product | YES | LS | _A | _10 | 84 | 10 | 14
2424100 | 2424100 | 84.5628 | 50.7377 | Industrial Advanced | 0.6 | 1.014 | 639889810310 | 600MM DUST GUARD-I.D. TRIM | , RAL7035 | 1 | 53.2746 | Catalog Non-Stocked Product | NO | LN | _A | _10 | 84 | 10 | 14
2425100 | 2425100 | 102.9032 | 61.7419 | Industrial Advanced | 0.6 | 1.367 | 639889810327 | 800MM DUST GUARD-I D TRIM | RAL7035 | 1 | 64.829 | Catalog Non-Stocked Product | NO | LN | _A | _10 | 84 | 10 | 14
2426100 | 2426100 | 120.4044 | 72.2426 | Industrial Advanced | 0.6 | 1.94 | 639889810334 | 1000MM DUST GUARD-I D TRIM | , RAL7035 | 1 | 75.8548 | Catalog Non-Stocked Product | NO | LN | _A | _10 | 84 | 10 | 14
2426500 | 2426500 | 106.9652 | 64.1791 | Industrial Advanced | 0.6 | 1.543 | 639889004108 | DUST PROTECTOR F AE AK EB | KL,BG | 1 | 67.3881 | Catalog Non-Stocked Product | NO | LN | _A | _10 | 84 | 10 | 14
2427100 | 2427100 | 127.7898 | 76.6739 | Industrial Advanced | 0.6 | 1.587 | 639889810341 | 1200MM DUST GUARD-I.D. TRIM | , RAL7035 | 1 | 80.5076 | Catalog Non-Stocked Product | NO | LN | _A | _10 | 84 | 10 | 14
2430000 | 2430000 | 50.0976 | 30.0586 | Industrial Advanced | 0.6 | 0.174 | 639889250406 | SAFETY KEY LOCK | SZ SECURITY CYLINDER LOCK W. PLAST. LOCK ENCL. | 1 | 31.5615 | Catalog Non-Stocked Product | NO | LN | _A | _10 | 83 | 10 | 14
2432000 | 2432000 | 113.5785 | 68.1471 | Industrial Advanced | 0.6 | 0.582 | 639889223301 | HINGE PIN REMOVER FOR AE-DK | TOOL | 1 | 71.5545 | Catalog Non-Stocked Product | NO | LN | _A | _10 | 83 | 10 | 14
2433000 | 2433000 | 98.3489 | 59.0093 | Industrial Advanced | 0.6 | 0.176 | 639889250451 | WALL BKT FOR EX-AE PU(4 EA) | (PACK OF 4) | 4 | 61.9598 | Catalog Stocked Product | YES | LS | _A | _10 | 82 | 1E | 14
2433500 | 2433500 | 89.7326 | 53.8396 | Industrial Advanced | 0.6 | 0.172 | 639889836129 | WALL BKT FOR EX-AE TYPE 316 | PU=4 | 4 | 56.5315 | Catalog Stocked Product | YES | LS | _A | _10 | 82 | 1E | 14
2435000 | 2435000 | 151.2888 | 90.7733 | Industrial Advanced | 0.6 | 1.19 | 639889250475 | ERGOFORM-S HANDLE - LIGHT GREY | SZ ERGOFORM-S HANDLE RAL 7035 | 1 | 95.3119 | Catalog Non-Stocked Product | NO | LN | _A | _10 | 83 | 10 | 14
2435100 | 2435100 | 151.2888 | 90.7733 | Industrial Advanced | 0.6 | 1.279 | 639889915503 | AX Comfort handle | for lock-insert | 1 | 95.3119 | Catalog Stocked Product | YES | LS | _A | _10 | 83 | 10 | 14
2435200 | 2435200 | 216.1908 | 129.7145 | Industrial Advanced | 0.6 | 1.268 | 639889915510 | AX Comfort handle | with lock insert E1 | 1 | 136.2002 | Catalog Non-Stocked Product | NO | LN | _A | _10 | 83 | 10 | 14
2435400 | 2435400 | 174.3402 | 104.6041 | Industrial Advanced | 0.6 | 1.279 | 639889915527 | AX Comfort handle | for padlock and lock inserts | 1 | 109.8343 | Catalog Stocked Product | YES | LS | _A | _10 | 83 | 10 | 14
2446000 | 2446000 | 113.6904 | 68.2142 | Industrial Advanced | 0.6 | 0.73 | 639889250505 | DISKETTE HOLDER | SZ FLOPPY DISK BOX FOR STEEL ELECTRICAL CABINET | 1 | 71.625 | Catalog Stocked Product | YES | LS | _A | _10 | 83 | 10 | 14
2449000 | 2449000 | 79.8854 | 47.9312 | Industrial Advanced | 0.6 | 0.139 | 639889250550 | 180 DEGREE HINGE FOR AE ENCL | PU=2 | 2 | 50.3278 | Catalog Stocked Product | YES | LS | _A | _10 | 83 | 10 | 14
2449010 | 2449010 | 79.8854 | 47.9312 | Industrial Advanced | 0.6 | 0.337 | 639889915589 | AX 180° hinges |  | 3 | 50.3278 | Catalog Stocked Product | YES | LS | _A | _10 | 83 | 10 | 14
2452000 | 2452000 | 247.299 | 148.3794 | Industrial Advanced | 0.6 | 1.138 | 639889250703 | ERGOFORM HANDLE-CHROME FINISH | (CHROME PLATED) | 1 | 155.7984 | Catalog Stocked Product | YES | L8 | _A | _10 | 83 | 10 | 14
2453000 | 2453000 | 175.9068 | 105.5441 | Industrial Advanced | 0.6 | 0.93 | 639889301177 | ERGOFORM KIT-HANDLE | VOLVO INSERT | 1 | 110.8213 | Catalog Non-Stocked Product | NO | LN | _A | _10 | 83 | 10 | 14
2455010 | 2455010 | 174.3402 | 104.6041 | Industrial Advanced | 0.6 | 1.179 | 639889861060 | SZ ERGOFORM-S HANDLE WITH | PAD LOCK FACILITY. RAL 7035. | 1 | 109.8343 | Catalog Non-Stocked Product | NO | LN | _A | _10 | 83 | 10 | 14
2459000 | 2459000 | 47.3897 | 28.4338 | Industrial Advanced | 0.6 | 0.015 | 639889250901 | CONDENSATION DRAIN PLUG | COMPONENT | 6 | 29.8555 | Catalog Stocked Product | YES | LS | _A | _10 | 90 | 10 | 14
2459500 | 2459500 | 96.1333 | 57.68 | Industrial Advanced | 0.6 | 0.009 | 639889845756 | PRESSURE RELIEF STOPPER | M12X1.5MM | 5 | 60.564 | Catalog Stocked Product | YES | LS | _A | _10 | 90 | 10 | 14
2460000 | 2460000 | 14.8939 | 8.9363 | Industrial Advanced | 0.6 | 0.033 | 639889250956 | 7MM SQUARE INSERT F-PS | INSERT FOR ERGOFORM S | 1 | 9.3832 | Catalog Stocked Product | YES | LS | _A | _10 | 83 | 10 | 14
2461000 | 2461000 | 14.8939 | 8.9363 | Industrial Advanced | 0.6 | 0.035 | 639889251007 | 8MM SQUARE INSERT F-PS | INSERT FOR ERGOFORM S | 1 | 9.3832 | Catalog Non-Stocked Product | NO | LN | _A | _10 | 83 | 10 | 14
2462000 | 2462000 | 14.8939 | 8.9363 | Industrial Advanced | 0.6 | 0.033 | 639889251052 | 7MM TRIANGULAR INSERT F-PS | FOR ERGOFORM S | 1 | 9.3832 | Catalog Stocked Product | YES | LS | _A | _10 | 83 | 10 | 14
2463000 | 2463000 | 14.8939 | 8.9363 | Industrial Advanced | 0.6 | 0.033 | 639889251106 | 8MM TRIANGULAR INSERT F-PS | ELECTR. CAB. | 1 | 9.3832 | Catalog Stocked Product | YES | LS | _A | _10 | 83 | 10 | 14
2464000 | 2464000 | 14.8939 | 8.9363 | Industrial Advanced | 0.6 | 0.046 | 639889251151 | SCREW DRIVER INSERT F-PS HDLS | ERGOFORM S | 1 | 9.3832 | Catalog Stocked Product | YES | LS | _A | _10 | 83 | 10 | 14
2465000 | 2465000 | 14.8939 | 8.9363 | Industrial Advanced | 0.6 | 0.042 | 639889251205 | MERCEDES BENZ INSERT F-PS | FOR ERGOFORM S | 1 | 9.3832 | Catalog Non-Stocked Product | NO | LN | _A | _10 | 83 | 10 | 14
2466000 | 2466000 | 14.8939 | 8.9363 | Industrial Advanced | 0.6 | 0.042 | 639889251250 | DOUBLE BIT INSERT F-PS | FOR ERGOFORM S | 1 | 9.3832 | Catalog Stocked Product | YES | LS | _A | _10 | 83 | 10 | 14
2467000 | 2467000 | 41.9737 | 25.1842 | Industrial Advanced | 0.6 | 0.132 | 639889251304 | KEY LOCK INSERT FOR ERGOFORM S | ERGOFORM S | 1 | 26.4434 | Catalog Stocked Product | YES | LS | _A | _10 | 83 | 10 | 14
2468000 | 2468000 | 25.7258 | 15.4355 | Industrial Advanced | 0.6 | 0.095 | 639889251359 | PUSHBUTTON INSERT FOR PS | ERGOFORM | 1 | 16.2073 | Catalog Stocked Product | YES | LS | _A | _10 | 83 | 10 | 14
2469000 | 2469000 | 59.5756 | 35.7453 | Industrial Advanced | 0.6 | 0.126 | 639889251403 | PUSHBUTTON-KEYLOCK INSERT FOR | ERGOFORM HANDLES | 1 | 37.5326 | Catalog Stocked Product | YES | LS | _A | _10 | 83 | 10 | 14
2472010 | 2472010 | 345.3234 | 207.194 | Industrial Advanced | 0.6 | 3.66 | 639889915985 | AX Protection canopy for WD: 380x210 mm | stainless steel | 1 | 217.5537 | Catalog Non-Stocked Product | NO | LN | _A | _10 | 84 | 1E | 14
2473000 | 2473000 | 424.8843 | 254.9306 | Industrial Advanced | 0.6 | 4.365 | 639889251601 | S-S RAIN CANOPY | FOR AE1010/1012 | 1 | 267.6771 | Catalog Non-Stocked Product | NO | LN | _A | _10 | 84 | 1E | 14
2473010 | 2473010 | 424.8843 | 254.9306 | Industrial Advanced | 0.6 | 5.159 | 639889916005 | AX Protection canopy for WD: 600x210 mm | stainless steel | 1 | 267.6771 | Catalog Non-Stocked Product | NO | LN | _A | _10 | 84 | 1E | 14
2474000 | 2474000 | 544.1697 | 326.5018 | Industrial Advanced | 0.6 | 7.716 | 639889251656 | S-S CANOPY F-AE1014 | AE1014 | 1 | 342.8269 | Catalog Non-Stocked Product | NO | LN | _A | _10 | 84 | 1E | 14
2474010 | 2474010 | 544.1697 | 326.5018 | Industrial Advanced | 0.6 | 8.686 | 639889916029 | AX Protection canopy for WD: 760x300 mm | stainless steel | 1 | 342.8269 | Catalog Non-Stocked Product | NO | LN | _A | _10 | 84 | 1E | 14
2475000 | 2475000 | 570.8019 | 342.4811 | Industrial Advanced | 0.6 | 7.981 | 639889251700 | S-S RAIN CANOPY | FOR AE1016 | 1 | 359.6052 | Catalog Non-Stocked Product | NO | LN | _A | _10 | 84 | 1E | 14
2475010 | 2475010 | 570.8019 | 342.4811 | Industrial Advanced | 0.6 | 8.862 | 639889916036 | AX Protection canopy for WD: 800x300 mm | stainless steel | 1 | 359.6052 | Catalog Non-Stocked Product | NO | LN | _A | _10 | 84 | 1E | 14
2476000 | 2476000 | 86.163 | 51.6978 | Industrial Advanced | 0.6 | 0.026 | 639889251755 | SECURITY LOCK COVER F-AE EB | AND AP LOCKS | 2 | 54.2827 | Catalog Non-Stocked Product | NO | LN | _A | _10 | 83 | 10 | 14
2476010 | 2476010 | 484.4151 | 290.6491 | Industrial Advanced | 0.6 | 8.113 | 639889916012 | AX Protection canopy for WD: 600x350 mm | stainless steel | 1 | 305.1815 | Catalog Non-Stocked Product | NO | LN | _A | _10 | 84 | 1E | 14
2477000 | 2477000 | 179.1519 | 107.4911 | Industrial Advanced | 0.6 | 0.284 | 639889251809 | COVER PLATES F-24P CONN C-O | PU=20 | 20 | 112.8657 | Catalog Stocked Product | YES | LS | _A | _10 | 84 | 10 | 14
2478000 | 2478000 | 179.1519 | 107.4911 | Industrial Advanced | 0.6 | 0.179 | 639889251854 | COVER PLATES F-16P CONN C-O | PU=20 | 20 | 112.8657 | Catalog Stocked Product | YES | LS | _A | _10 | 84 | 10 | 14
2479000 | 2479000 | 82.5934 | 49.556 | Industrial Advanced | 0.6 | 0.19 | 639889251908 | ADAPTER PLATES F-24P TO 16P | CONN. | 5 | 52.0338 | Catalog Stocked Product | YES | LS | _A | _10 | 82 | 10 | 14
2480000 | 2480000 | 82.5934 | 49.556 | Industrial Advanced | 0.6 | 0.216 | 639889251953 | ADAPTER PLATES F-24P TO 10P | CONN. | 5 | 52.0338 | Catalog Stocked Product | YES | LS | _A | _10 | 82 | 10 | 14
2481000 | 2481000 | 82.5934 | 49.556 | Industrial Advanced | 0.6 | 0.229 | 639889252004 | ADAPTER PLATES F-24P TO 6P | CONN. | 5 | 52.0338 | Catalog Stocked Product | YES | LS | _A | _10 | 82 | 10 | 14
2482210 | 2482210 | 235.5495 | 141.3297 | Industrial Advanced | 0.6 | 0.192 | 639889845770 | USB EXTENSION | W/WALL CONNECTION, LENGTH .5 M | 1 | 148.3962 | Catalog Stocked Product | YES | LS | _A | _10 | 90 | 10 | 14
2482220 | 2482220 | 252.2226 | 151.3336 | Industrial Advanced | 0.6 | 0.236 | 639889833241 | USB EXTENSION CORD 1 METER LENGTH | TYPE A, WALL CONNECTION | 1 | 158.9002 | Catalog Non-Stocked Product | NO | LN | _A | _10 | 90 | 10 | 14
2482230 | 2482230 | 262.1817 | 157.309 | Industrial Advanced | 0.6 | 0.309 | 639889833258 | USB EXTENSION | W/WALL CONNECTION, LENGTH 2M | 1 | 165.1745 | Catalog Stocked Product | YES | LS | _A | _10 | 90 | 10 | 14
2482300 | 2482300 | 115.1451 | 69.0871 | Industrial Advanced | 0.6 | 0.459 | 639889843424 | INTERFACE FLAP - PLASTIC SINGLE | PLASTIC FLAP, IP65, NEMA TYPE 12 | 1 | 72.5414 | Catalog Non-Stocked Product | NO | LN | _A | _10 | 90 | 10 | 14
2482310 | 2482310 | 197.3916 | 118.435 | Industrial Advanced | 0.6 | 0.875 | 639889843431 | INTERFACE FLAP - PLASTIC DOUBLE | PLASTIC FLAP, IP65, NEMA TYPE 12 | 1 | 124.3567 | Catalog Non-Stocked Product | NO | LN | _A | _10 | 90 | 10 | 14
2482320 | 2482320 | 184.2993 | 110.5796 | Industrial Advanced | 0.6 | 0.708 | 639889843448 | INTERFACE FLAP - METAL SINGLE |  | 1 | 116.1086 | Catalog Non-Stocked Product | NO | LN | _A | _10 | 90 | 10 | 14
2482330 | 2482330 | 214.0647 | 128.4388 | Industrial Advanced | 0.6 | 1.382 | 639889843455 | INTERFACE FLAP - METAL DOUBLE | METAL | 1 | 134.8608 | Catalog Non-Stocked Product | NO | LN | _A | _10 | 90 | 10 | 14
2482400 | 2482400 | 83.0298 | 49.8179 | Industrial Advanced | 0.6 | 0.157 | 639889843462 | INTERFACE FLAP - GERMAN | RECEPTACLE | 1 | 52.3088 | Catalog Non-Stocked Product | NO | LN | _D | _43 | 23 | 10 | 14
2482410 | 2482410 | 147.1485 | 88.2891 | Industrial Advanced | 0.6 | 0.331 | 639889843479 | INTERFACE FLAP - GERMAN | RECEPTACLE F/ MAIN SWITCH | 1 | 92.7036 | Catalog Non-Stocked Product | NO | LN | _D | _43 | 23 | 10 | 14
2482500 | 2482500 | 153.5268 | 92.1161 | Industrial Advanced | 0.6 | 0.143 | 639889843486 | INTERFACE FLAP | 2X SUB-D9 (JACK/PIN) | 1 | 96.7219 | Catalog Non-Stocked Product | NO | LN | _A | _10 | 90 | 10 | 14
2482510 | 2482510 | 108.3192 | 64.9915 | Industrial Advanced | 0.6 | 0.112 | 639889843493 | INTERFACE FLAP | SUB-D9 (JACK/PIN) | 1 | 68.2411 | Catalog Non-Stocked Product | NO | LN | _A | _10 | 90 | 10 | 14
2482540 | 2482540 | 340.0641 | 204.0385 | Industrial Advanced | 0.6 | 0.265 | 639889843523 | INSERT 2 x USB PORTS FORM A | 2 X USB VERSION A (JACK/ JACK) | 1 | 214.2404 | Catalog Non-Stocked Product | NO | LN | _A | _10 | 90 | 10 | 14
2482550 | 2482550 | 119.2854 | 71.5712 | Industrial Advanced | 0.6 | 0.148 | 639889843530 | INSERT 1xRJ45 1xSUB-D9 M 1xSUB-D9 F |  | 1 | 75.1498 | Catalog Non-Stocked Product | NO | LN | _A | _10 | 90 | 10 | 14
2482560 | 2482560 | 235.5495 | 141.3297 | Industrial Advanced | 0.6 | 0.132 | 639889843547 | INTERFACE FLAP | 2X RJ 45 (JACK/ JACK) | 1 | 148.3962 | Catalog Non-Stocked Product | NO | LN | _A | _10 | 90 | 10 | 14
2482570 | 2482570 | 496.2765 | 297.7659 | Industrial Advanced | 0.6 | 0.209 | 639889843554 | INTERFACE FLAP INSERT | USB VERSION A, RJ 45, SUB-D9 | 1 | 312.6542 | Catalog Non-Stocked Product | NO | LN | _A | _10 | 90 | 10 | 14
2482590 | 2482590 | 28.4338 | 17.0603 | Industrial Advanced | 0.6 | 0.09 | 639889843578 | INTERFACE FLAP | BLANK | 1 | 17.9133 | Catalog Non-Stocked Product | NO | LN | _A | _10 | 90 | 10 | 14
2482600 | 2482600 | 413.2467 | 247.948 | Industrial Advanced | 0.6 | 1.254 | 639889880931 | INTERFACE FLAP FOR RC CB | W/KNOCKOUT FOR RCD | 1 | 260.3454 | Catalog Non-Stocked Product | NO | LN | _A | _10 | 90 | 10 | 14
2482700 | 2482700 | 253.9011 | 152.3407 | Industrial Advanced | 0.6 | 0.17 | 639889849525 | RJ45 EXTENSION JACK - 0 5 MM | WITH WALL CONNECTOR | 1 | 159.9577 | Catalog Non-Stocked Product | NO | LN | _A | _10 | 90 | 10 | 14
2482710 | 2482710 | 263.8602 | 158.3161 | Industrial Advanced | 0.6 | 0.212 | 639889849532 | RJ45 EXTENSION JACK - 1 0 MM | WITH WALL CONNECTOR | 1 | 166.2319 | Catalog Non-Stocked Product | NO | LN | _A | _10 | 90 | 10 | 14
2482720 | 2482720 | 270.5742 | 162.3445 | Industrial Advanced | 0.6 | 0.291 | 639889849549 | RJ45 EXTENSION JACK - 2 0 MM | W/WALL CONNECTION AND RJ45 BUILT-IN MODULE | 1 | 170.4617 | Catalog Non-Stocked Product | NO | LN | _A | _10 | 90 | 10 | 14
2482730 | 2482730 | 242.3754 | 145.4252 | Industrial Advanced | 0.6 | 0.128 | 639889849556 | RJ45 EXTENSION JACK- JACK | W/WALL CONNECTION AND RJ45 BUILT-IN MODULE | 1 | 152.6965 | Catalog Stocked Product | YES | LS | _A | _10 | 90 | 10 | 14
2483000 | 2483000 | 14.8939 | 8.9363 | Industrial Advanced | 0.6 | 0.066 | 639889252059 | DOUBLE BIT INSERT F-AE S S | SR 2006-2034 | 1 | 9.3832 | Catalog Non-Stocked Product | NO | LN | _A | _10 | 83 | 10 | 14
2484000 | 2484000 | 16.2479 | 9.7487 | Industrial Advanced | 0.6 | 0.066 | 639889252103 | DOUBLE BIT INSERT F-AP SR | SZ DOUBLE-BIT INSERT F.AP 47MM | 1 | 10.2362 | Catalog Non-Stocked Product | NO | LN | _A | _10 | 83 | 10 | 14
2485000 | 2485000 | 67.6995 | 40.6197 | Industrial Advanced | 0.6 | 0.152 | 639889252158 | THUMB HANDLE W-KEY LOCK | WITH CYLINDER LOCK | 1 | 42.6507 | Catalog Non-Stocked Product | NO | LN | _A | _10 | 83 | 10 | 14
2485100 | 2485100 | 54.1596 | 32.4958 | Industrial Advanced | 0.6 | 0.101 | 639889374874 | THUMB HANDLE W-O KEY LOCK |  | 1 | 34.1205 | Catalog Non-Stocked Product | NO | LN | _A | _10 | 83 | 10 | 14
2486400 | 2486400 | 224.3595 | 134.6157 | Industrial Advanced | 0.6 | 0.009 | 639889911918 | SCREW TORX 30 F S-S | PKG OF 300 | 300 | 141.3465 | Catalog Stocked Product | YES | LS | _G | _95 | 10 | 90 | 14
2486600 | 2486600 | 189.4467 | 113.668 | Industrial Advanced | 0.6 | 0.009 | 639889911925 | SCREW TORX 30 BZ 5 5 X 13 | PKG OF 300 | 300 | 119.3514 | Catalog Stocked Product | YES | LS | _A | _10 | 90 | 10 | 14
2487000 | 2487000 | 277.1763 | 166.3058 | Industrial Advanced | 0.6 | 0.007 | 639889252257 | SELF DRILLING-TAPPING HEX | HEAD SCREWS | 300 | 174.6211 | Catalog Non-Stocked Product | NO | LN | _A | _10 | 90 | 10 | 14
2488000 | 2488000 | 318.5793 | 191.1476 | Industrial Advanced | 0.6 | 0.004 | 639889252301 | SELF TAPPING SCREWS F-PS | M5X12,FLATHEAD | 500 | 200.705 | Catalog Stocked Product | YES | LS | _A | _10 | 90 | 10 | 14
2489000 | 2489000 | 318.5793 | 191.1476 | Industrial Advanced | 0.6 | 0.007 | 639889252356 | SELF TAPPING SCREWS F-PS M5X12 | PHILLIPS HEAD | 500 | 200.705 | Catalog Non-Stocked Product | NO | LN | _A | _10 | 90 | 10 | 14
2489500 | 2489500 | 318.5793 | 191.1476 | Industrial Advanced | 0.6 | 0.007 | 639889810358 | SELF TAPPING SCREWS M5X12 TORX | no preferential origin | 500 | 200.705 | Catalog Stocked Product | YES | LS | _A | _10 | 90 | 10 | 14
2493000 | 2493000 | 85.3014 | 51.1808 | Industrial Advanced | 0.6 | 0.353 | 639889200517 | COVER PADLOCK AE - WM - EB - JB | ZINK DIECAST, CHROME PLATED | 1 | 53.7399 | Catalog Stocked Product | YES | LS | _A | _10 | 83 | 10 | 14
2493500 | 2493500 | 98.8413 | 59.3048 | Industrial Advanced | 0.6 | 0.203 | 639889342361 | LOCK OUT-LAG OUT-UP TO 6 LOCKS | SAFETY HANDLE FOR STEEL ELECTR CAB. | 2 | 62.27 | Catalog Non-Stocked Product | NO | LN | _A | _10 | 83 | 10 | 14
2500100 | 2500100 | 215.6313 | 129.3788 | Industrial Advanced | 0.6 | 0.617 | 639889872325 | SZ ENCLOSURE LIGHT LED 400 |  | 1 | 135.8477 | Catalog Stocked Product | YES | LS | _A | _10 | 86 | 10 | 14
2500104 | 2500104 | 215.6313 | 129.3788 | Industrial Advanced | 0.6 | 0.655 | 639889897168 | SZ ENCLOSURE LIGHT LED 400 | UL | 1 | 135.8477 | Catalog Stocked Product | YES | LS | _A | _10 | 86 | 10 | 14
2500110 | 2500110 | 232.4163 | 139.4498 | Industrial Advanced | 0.6 | 0.774 | 639889872332 | SZ ENCLOSURE LIGHT LED 600 |  | 1 | 146.4223 | Catalog Stocked Product | YES | LS | _A | _10 | 86 | 10 | 14
2500114 | 2500114 | 232.4163 | 139.4498 | Industrial Advanced | 0.6 | 0.794 | 639889897175 | SZ ENCLOSURE LIGHT LED 600 | UL | 1 | 146.4223 | Catalog Stocked Product | YES | LS | _A | _10 | 86 | 10 | 14
2500200 | 2500200 | 365.1297 | 219.0778 | Industrial Advanced | 0.6 | 1.235 | 639889872134 | SZ LED SYSTEM LIGHT 900 AC | 100 - 240V | 1 | 230.0317 | Catalog Stocked Product | YES | LS | _A | _10 | 86 | 10 | 14
2500210 | 2500210 | 389.9715 | 233.9829 | Industrial Advanced | 0.6 | 1.279 | 639889872141 | SZ LED SYSTEM LIGHT 900 AC | WITH SOCKET | 1 | 245.682 | Catalog Stocked Product | YES | LS | _A | _10 | 86 | 10 | 14
2500211 | 2500211 | 431.5983 | 258.959 | Industrial Advanced | 0.6 | 1.384 | 639889902350 | SZ ENCLOSURE LIGHT LED 900 | 100 - 240V WITH SOCKET GB | 1 | 271.9069 | Catalog Non-Stocked Product | NO | LN | _A | _10 | 86 | 10 | 14
2500214 | 2500214 | 389.9715 | 233.9829 | Industrial Advanced | 0.6 | 1.321 | 639889897182 | SZ ENCLOSURE LIGHT LED 900 | 100 - 240V WITH SOCKET US | 1 | 245.682 | Catalog Stocked Product | YES | LS | _A | _10 | 86 | 10 | 14
2500220 | 2500220 | 365.1297 | 219.0778 | Industrial Advanced | 0.6 | 1.146 | 639889872158 | SZ LED SYSTEM LIGHT 900 DC | 24V | 1 | 230.0317 | Catalog Stocked Product | YES | LS | _A | _10 | 86 | 10 | 14
2500300 | 2500300 | 481.0581 | 288.6349 | Industrial Advanced | 0.6 | 1.433 | 639889872165 | SZ LED SYSTEM LIGHT 1200 AC | 100 - 240V | 1 | 303.0666 | Catalog Stocked Product | YES | LS | _A | _10 | 86 | 10 | 14
2500310 | 2500310 | 489.5625 | 293.7375 | Industrial Advanced | 0.6 | 1.521 | 639889872172 | SZ LED SYSTEM LIGHT 1200 AC | WITH SOCKET | 1 | 308.4244 | Catalog Stocked Product | YES | LS | _A | _10 | 86 | 10 | 14
2500311 | 2500311 | 572.4804 | 343.4882 | Industrial Advanced | 0.6 | 1.556 | 639889902381 | SZ ENCLOSURE LIGHT LED 1200 | 100 - 240V WITH SOCKET GB | 1 | 360.6627 | Catalog Non-Stocked Product | NO | LN | _A | _10 | 86 | 10 | 14
2500314 | 2500314 | 489.5625 | 293.7375 | Industrial Advanced | 0.6 | 1.508 | 639889897199 | SZ ENCLOSURE LIGHT LED 1200 | 100 - 240V WITH SOCKET US | 1 | 308.4244 | Catalog Stocked Product | YES | LS | _A | _10 | 86 | 10 | 14
2500320 | 2500320 | 481.0581 | 288.6349 | Industrial Advanced | 0.6 | 1.433 | 639889872387 | SZ LED SYSTEM LIGHT 1200 DC | 24V | 1 | 303.0666 | Catalog Stocked Product | YES | LS | _A | _10 | 86 | 10 | 14
2500400 | 2500400 | 142.6725 | 85.6035 | Industrial Advanced | 0.6 | 0.688 | 639889872189 | SZ POWER SUPPLY AC 3M ORANGE | WITH SOCKET 3 POLE | 5 | 89.8837 | Catalog Stocked Product | YES | LS | _A | _10 | 86 | 10 | 14
2500410 | 2500410 | 159.4575 | 95.6745 | Industrial Advanced | 0.6 | 0.397 | 639889872196 | SZ POWER SUPPLY DC 3M BLACK | WITH SOCKET 2 POLE | 5 | 100.4582 | Catalog Stocked Product | YES | LS | _A | _10 | 86 | 10 | 14
2500420 | 2500420 | 107.8268 | 64.6961 | Industrial Advanced | 0.6 | 0.556 | 639889872295 | SZ POWER SUPPLY DC 3M ORANGE | WITH SOCKET_ 2 POLE | 5 | 67.9309 | Catalog Stocked Product | YES | LS | _A | _10 | 86 | 10 | 14
2500430 | 2500430 | 194.3703 | 116.6222 | Industrial Advanced | 0.6 | 0.293 | 639889872202 | SZ CONNECTOR AC 1M ORANGE | WITH CONNECTOR & SOCKET 3 POLE | 5 | 122.4533 | Catalog Stocked Product | YES | LS | _A | _10 | 86 | 10 | 14
2500435 | 2500435 | 49.9745 | 29.9847 | Industrial Advanced | 0.6 | 0.148 | 639889925854 | SZ CONNECTOR AC 200MM ORANGE |  | 1 | 31.484 | Catalog Stocked Product | YES | L8 | _A | _10 | 86 | 10 | 14
2500440 | 2500440 | 202.6509 | 121.5905 | Industrial Advanced | 0.6 | 0.152 | 639889872219 | SZ CONNECTOR DC 1M BLACK | WITH CONNECTOR & SOCKET 2 POLE | 5 | 127.6701 | Catalog Stocked Product | YES | LS | _A | _10 | 86 | 10 | 14
2500450 | 2500450 | 116.1522 | 69.6913 | Industrial Advanced | 0.6 | 0.205 | 639889872301 | SZ CONNECTOR DC 1M ORANGE | WITH CONNECTOR _ SOCKET_ 2 POLE | 5 | 73.1759 | Catalog Stocked Product | YES | LS | _A | _10 | 86 | 10 | 14
2500460 | 2500460 | 149.2746 | 89.5648 | Industrial Advanced | 0.6 | 0.243 | 639889872226 | SZ DOOR OPERATED SWITCH | CABLE BLACK 600MM | 1 | 94.043 | Catalog Stocked Product | YES | LS | _A | _10 | 86 | 10 | 14
2500470 | 2500470 | 162.7026 | 97.6216 | Industrial Advanced | 0.6 | 0.265 | 639889872240 | SZ DOOR OPERATED SWITCH UL | CABLE BLACK 600MM | 1 | 102.5026 | Catalog Stocked Product | YES | LS | _A | _10 | 86 | 10 | 14
2500490 | 2500490 | 31.511 | 18.9066 | Industrial Advanced | 0.6 | 0.046 | 639889897564 | SZ MOUNTING KIT MAGNET | for systemlight LED | 2 | 19.852 | Catalog Stocked Product | YES | LS | _A | _10 | 86 | 10 | 14
2500500 | 2500500 | 82.9627 | 49.7776 | Industrial Advanced | 0.6 | 0.791 | 639889872271 | SZ POWER SUPPLY AC 3M UL | WITH SOCKET, 3 POLE | 1 | 52.2665 | Catalog Stocked Product | YES | LS | _A | _10 | 86 | 10 | 14
2500520 | 2500520 | 159.4575 | 95.6745 | Industrial Advanced | 0.6 | 0.589 | 639889897267 | SZ POWER SUPPLY 2 POLE UL ORANGE | 3000mm with socket, UL | 1 | 100.4582 | Catalog Stocked Product | YES | LS | _A | _10 | 86 | 10 | 14
2500530 | 2500530 | 49.7284 | 29.837 | Industrial Advanced | 0.6 | 0.348 | 639889872288 | SZ CONNECTOR AC 1M UL | WITH CONNECTOR & SOCKET, 3 POLE | 1 | 31.3289 | Catalog Stocked Product | YES | LS | _A | _10 | 86 | 10 | 14
2500550 | 2500550 | 142.6725 | 85.6035 | Industrial Advanced | 0.6 | 0.223 | 639889897274 | SZ POWER SUPPLY 2 POLE UL ORANGE | 1000mm with connector and socket, UL | 1 | 89.8837 | Catalog Non-Stocked Product | NO | LN | _A | _10 | 86 | 10 | 14
2500600 | 2500600 | 91.2097 | 54.7258 | Industrial Advanced | 0.6 | 0.033 | 639889897205 | SZ JACK 3 POLE 100-240V |  | 5 | 57.4621 | Catalog Stocked Product | YES | LS | _A | _10 | 86 | 10 | 14
2500610 | 2500610 | 91.2097 | 54.7258 | Industrial Advanced | 0.6 | 0.029 | 639889897212 | SZ JACK 2 POLE 24V |  | 5 | 57.4621 | Catalog Stocked Product | YES | LS | _A | _10 | 86 | 10 | 14
2500620 | 2500620 | 91.2097 | 54.7258 | Industrial Advanced | 0.6 | 0.029 | 639889897229 | SZ JACK 2 POLE 100-240V |  | 5 | 57.4621 | Catalog Non-Stocked Product | NO | LN | _A | _10 | 86 | 10 | 14
2500630 | 2500630 | 97.8565 | 58.7139 | Industrial Advanced | 0.6 | 0.033 | 639889897236 | SZ CONNECTOR 3 POLE 100-240V |  | 5 | 61.6496 | Catalog Stocked Product | YES | LS | _A | _10 | 90 | 10 | 14
2500640 | 2500640 | 97.8565 | 58.7139 | Industrial Advanced | 0.6 | 0.029 | 639889897243 | SZ CONNECTOR 2 POLE 24V |  | 5 | 61.6496 | Catalog Non-Stocked Product | NO | LN | _A | _10 | 90 | 10 | 14
2500650 | 2500650 | 97.8565 | 58.7139 | Industrial Advanced | 0.6 | 0.029 | 639889897250 | SZ CONNECTOR 2 POLE 100-240V |  | 5 | 61.6496 | Catalog Non-Stocked Product | NO | LN | _A | _10 | 90 | 10 | 14
2500660 | 2500660 | 41.4813 | 24.8888 | Industrial Advanced | 0.6 | 0.324 | 639889898875 | SZ CABLE F.DOOR OPERATED SWITCH | CABLE BLACK 3000MM | 1 | 26.1332 | Catalog Stocked Product | YES | LS | _A | _10 | 86 | 10 | 14
2500670 | 2500670 | 49.7284 | 29.837 | Industrial Advanced | 0.6 | 0.309 | 639889898882 | SZ CABLE F.DOOR OPERATED SWITCH UL | CABLE BLACK 3000MM | 1 | 31.3289 | Catalog Stocked Product | YES | LS | _A | _10 | 86 | 10 | 14
2500680 | 2500680 | 159.2337 | 95.5402 | Industrial Advanced | 0.6 | 0.035 | 639889924956 | T DISTRIBUTOR WITH 2 JACKS AND 1 PLUG |  | 5 | 100.3172 | Catalog Stocked Product | YES | L8 | _A | _10 | 86 | 10 | 14
2500710 | 2500710 | 130.3635 | 78.2181 | Industrial Advanced | 0.6 | 0.611 | 639889925809 | SOCKET FOR LED SYSTEM LIGHT |  | 1 | 82.129 | Catalog Non-Stocked Product | NO | LN | _A | _10 | 86 | 10 | 14
2500711 | 2500711 | 130.3635 | 78.2181 | Industrial Advanced | 0.6 | 0.619 | 639889925816 | SOCKET FOR LED SYSTEM LIGHT |  | 1 | 82.129 | Catalog Non-Stocked Product | NO | LN | _A | _10 | 86 | 10 | 14
2500712 | 2500712 | 130.3635 | 78.2181 | Industrial Advanced | 0.6 | 0.597 | 639889925823 | SOCKET FOR LED SYSTEM LIGHT |  | 1 | 82.129 | Catalog Non-Stocked Product | NO | LN | _A | _10 | 86 | 10 | 14
2500713 | 2500713 | 157.5552 | 94.5331 | Industrial Advanced | 0.6 | 0.589 | 639889925830 | SOCKET FOR LED SYSTEM LIGHT |  | 1 | 99.2598 | Catalog Non-Stocked Product | NO | LN | _A | _10 | 86 | 10 | 14
2500714 | 2500714 | 113.5785 | 68.1471 | Industrial Advanced | 0.6 | 0.545 | 639889922372 | SOCKET BOX FOR LED SYSTEM LIGHT |  | 1 | 71.5545 | Catalog Stocked Product | YES | L8 | _A | _10 | 86 | 10 | 14
2500715 | 2500715 | 130.3635 | 78.2181 | Industrial Advanced | 0.6 | 0.604 | 639889925847 | SOCKET FOR LED SYSTEM LIGHT |  | 1 | 82.129 | Catalog Non-Stocked Product | NO | LN | _A | _10 | 86 | 10 | 14
2503010 | 2503010 | 37.2963 | 22.3778 | Industrial Advanced | 0.6 | 0.26 | 639889374881 | AE WALL FIX KIT-40MM STANDOFF |  | 4 | 23.4967 | Catalog Stocked Product | YES | LS | _A | _10 | 82 | 10 | 14
2503020 | 2503020 | 47.0204 | 28.2122 | Industrial Advanced | 0.6 | 0.313 | 639889915411 | SZ Wall mounting bracket | for AX and KX, sheet steel, wall distance: 40 mm | 4 | 29.6228 | Catalog Stocked Product | YES | LS | _A | _10 | 82 | 10 | 14
2504000 | 2504000 | 305.3751 | 183.2251 | Industrial Advanced | 0.6 | 0.007 | 639889252554 | SELF TAPPING SCREWS F-MSP | HEX HEAD | 500 | 192.3863 | Catalog Stocked Product | YES | LS | _A | _10 | 90 | 10 | 14
2504500 | 2504500 | 184.2993 | 110.5796 | Industrial Advanced | 0.6 | 0.009 | 639889301344 | M6 X 12MM TORX SCREW | PKG OF 300 | 300 | 116.1086 | Catalog Stocked Product | YES | LS | _A | _10 | 90 | 10 | 14
2504800 | 2504800 | 184.2993 | 110.5796 | Industrial Advanced | 0.6 | 0.015 | 639889836327 | SCREW M8x12MM TORX | PKG OF 300 | 300 | 116.1086 | Catalog Non-Stocked Product | NO | LN | _A | _10 | 90 | 10 | 14
2505510 | 2505510 | 66.0993 | 39.6596 | Industrial Advanced | 0.6 | 0.243 | 639889860452 | WALL FIX BRACKET RAL 7035 PACK OF 4 | SZ WALL-MOUNTING ANGLE PAINTED | 4 | 41.6426 | Catalog Non-Stocked Product | NO | LN | _A | _10 | 82 | 10 | 14
2506120 | 2506120 | 78.5314 | 47.1189 | Industrial Advanced | 0.6 | 0.183 | 639889925663 | SZ SOCKET FOR MOUNTING ON SUPPORT RAILS |  | 2 | 49.4748 | Catalog Non-Stocked Product | NO | LN | _A | _10 | 90 | 10 | 14
2508010 | 2508010 | 40.0042 | 24.0025 | Industrial Advanced | 0.6 | 0.17 | 639889374898 | AE WALL FIX KIT-10MM STANDOFF | 10 mm SPACE, PU=4EA | 4 | 25.2027 | Catalog Stocked Product | YES | LS | _A | _10 | 82 | 10 | 14
2508020 | 2508020 | 43.9431 | 26.3659 | Industrial Advanced | 0.6 | 0.243 | 639889915404 | SZ Wall mounting bracket | for AX and KX, sheet steel, wall distance: 15 mm | 4 | 27.6842 | Catalog Stocked Product | YES | LS | _A | _10 | 82 | 10 | 14
2508100 | 2508100 | 50.8362 | 30.5017 | Industrial Advanced | 0.6 | 0.168 | 639889878235 | WALL MOUNTING BRACKET FOR AE | FOR OUTSIDE ASSEMBLY | 4 | 32.0268 | Catalog Stocked Product | YES | LS | _A | _10 | 82 | 10 | 14
2509010 | 2509010 | 113.6904 | 68.2142 | Industrial Advanced | 0.6 | 0.728 | 639889915664 | AX Eyebolts |  | 2 | 71.625 | Catalog Stocked Product | YES | LS | _A | _10 | 90 | 10 | 14
2510000 | 2510000 | 41.9737 | 25.1842 | Industrial Advanced | 0.6 | 0.315 | 639889252905 | DRAWING POCKET TRANSP A 4 | (TRANSPARENT) | 1 | 26.4434 | Catalog Stocked Product | YES | LS | _A | _10 | 83 | 10 | 14
2512000 | 2512000 | 56.8676 | 34.1205 | Industrial Advanced | 0.6 | 0.434 | 639889253001 | DRAWING POCKET TRANSP A 3 | (TRANSPARENT) | 1 | 35.8266 | Catalog Stocked Product | YES | L8 | _A | _10 | 83 | 10 | 14
2513000 | 2513000 | 44.6817 | 26.809 | Industrial Advanced | 0.6 | 0.617 | 639889253056 | DRAWING POCKET PLASTIC LANDSCAPE | 11 X 17 X 2 | 1 | 28.1495 | Catalog Stocked Product | YES | LS | _A | _10 | 83 | 10 | 14
2514000 | 2514000 | 36.5577 | 21.9346 | Industrial Advanced | 0.6 | 0.309 | 639889253100 | DRAWING POCKET PLASTIC PORTRAIT | 10 X 9 X .69 | 1 | 23.0314 | Catalog Stocked Product | YES | LS | _A | _10 | 83 | 10 | 14
2515000 | 2515000 | 31.1418 | 18.6851 | Industrial Advanced | 0.6 | 0.214 | 639889253155 | DRAWING POCKET PLASTIC A5 LANDSCAPE | 7 X 9 X .69 | 1 | 19.6193 | Catalog Stocked Product | YES | L8 | _A | _10 | 83 | 10 | 14
2515200 | 2515200 | 88.0094 | 52.8056 | Industrial Advanced | 0.6 | 1.587 | 639889915626 | AX Wiring plan pocket L 325 - 425 mm | D: 25 mm | 1 | 55.4459 | Catalog Stocked Product | YES | LS | _A | _10 | 83 | 10 | 14
2515300 | 2515300 | 89.3633 | 53.618 | Industrial Advanced | 0.6 | 2.028 | 639889915633 | AX Wiring plan pocket L 475 - 575 mm | D: 25 mm | 1 | 56.2989 | Catalog Stocked Product | YES | LS | _A | _10 | 83 | 10 | 14
2515400 | 2515400 | 97.4873 | 58.4924 | Industrial Advanced | 0.6 | 2.469 | 639889915640 | AX Wiring plan pocket L 625 - 725 mm | D: 25 mm | 1 | 61.417 | Catalog Non-Stocked Product | NO | LN | _A | _10 | 83 | 10 | 14
2519000 | 2519000 | 222.3453 | 133.4072 | Industrial Advanced | 0.6 | 0.245 | 639889253353 | DOOR STOPS F-AE | CABINETS | 5 | 140.0775 | Catalog Stocked Product | YES | LS | _A | _10 | 83 | 10 | 14
2519020 | 2519020 | 55.0548 | 33.0329 | Industrial Advanced | 0.6 | 0.205 | 639889928701 | AX Door stay |  | 1 | 34.6845 | Catalog Stocked Product | YES | L8 | _A | _10 | 83 | 10 | 14
2519200 | 2519200 | 97.7335 | 58.6401 | Industrial Advanced | 0.6 | 0.278 | 639889849198 | CM-TP DOOR STAY |  | 2 | 61.5721 | Catalog Non-Stocked Product | NO | LN | _A | _10 | 83 | 10 | 14
2520000 | 2520000 | 27.0798 | 16.2479 | Industrial Advanced | 0.6 | 0.174 | 639889253407 | TURNBUCKLE LOCK W-DOUBLE BIT | BIT CAM LOCK | 1 | 17.0603 | Catalog Stocked Product | YES | LS | _A | _10 | 83 | 10 | 14
2521000 | 2521000 | 20.3098 | 12.1859 | Industrial Advanced | 0.6 | 0.093 | 639889253452 | MERCEDES BENZ KEY | SZ2495/2522/2554 | 1 | 12.7952 | Catalog Non-Stocked Product | NO | LN | _A | _10 | 83 | 10 | 14
2522000 | 2522000 | 14.8939 | 8.9363 | Industrial Advanced | 0.6 | 0.066 | 639889253506 | MERCEDES BENZ INSERT SHORT | SZ LOCK INSERT DAIMLER-BENZ | 1 | 9.3832 | Catalog Non-Stocked Product | NO | LN | _A | _10 | 83 | 10 | 14
2523000 | 2523000 | 14.8939 | 8.9363 | Industrial Advanced | 0.6 | 0.06 | 639889253551 | 7MM SQUARE INSERT SHORT | SZ LOCK INSERT 7MM SQUARE | 1 | 9.3832 | Catalog Stocked Product | YES | LS | _A | _10 | 83 | 10 | 14
2525000 | 2525000 | 39.2657 | 23.5594 | Industrial Advanced | 0.6 | 0.082 | 639889253650 | KEY LOCK INSERT | SZ SECURITY INSERT W. 2 KEYS | 1 | 24.7374 | Catalog Non-Stocked Product | NO | LN | _A | _10 | 83 | 10 | 14
2527000 | 2527000 | 14.8939 | 8.9363 | Industrial Advanced | 0.6 | 0.057 | 639889253759 | 7MM TRIANGULAR INSERT SHORT | SZ LOCK INSERT 7MM TRIANGULAR | 1 | 9.3832 | Catalog Non-Stocked Product | NO | LN | _A | _10 | 83 | 10 | 14
2528000 | 2528000 | 14.8939 | 8.9363 | Industrial Advanced | 0.6 | 0.062 | 639889253803 | 8MM TRIANGULAR INSERT SHORT | SZ LOCK INSERT 8MM TRIANGLE | 1 | 9.3832 | Catalog Non-Stocked Product | NO | LN | _A | _10 | 83 | 10 | 14
2530000 | 2530000 | 50.0976 | 30.0586 | Industrial Advanced | 0.6 | 0.192 | 639889253858 | KEY LOCK | (YALE TYPE) | 1 | 31.5615 | Catalog Stocked Product | YES | LS | _A | _10 | 83 | 10 | 14
2531000 | 2531000 | 20.3098 | 12.1859 | Industrial Advanced | 0.6 | 0.093 | 639889253902 | DOUBLE BIT KEY | SZ2494/2520 | 1 | 12.7952 | Catalog Stocked Product | YES | LS | _A | _10 | 83 | 10 | 14
2532000 | 2532000 | 21.6638 | 12.9983 | Industrial Advanced | 0.6 | 0.013 | 639889253957 | SAFETY KEY | SZ2485/2497/2525/2530/2535 | 2 | 13.6482 | Catalog Stocked Product | YES | LS | _A | _10 | 83 | 10 | 14
2532002 | 2532002 | 57.6061 | 34.5637 | Industrial Advanced | 0.6 | 0.02 | 639889880573 | SZ STEEL KEY 2532 | W. LOCK-SYSTEM VW-E 1 | 1 | 36.2919 | Catalog Non-Stocked Product | NO | LN | _A | _10 | 83 | 30 | 14
2533000 | 2533000 | 33.8498 | 20.3099 | Industrial Advanced | 0.6 | 0.084 | 639889254008 | HANDLE THUMB TURN AE BLK NON LOCK | FOR AE | 1 | 21.3253 | Catalog Stocked Product | YES | LS | _A | _10 | 83 | 10 | 14
2533100 | 2533100 | 47.7589 | 28.6554 | Industrial Advanced | 0.6 | 0.148 | 639889917484 | PLASTIC HANDLE AX NON LOCK |  | 1 | 30.0881 | Catalog Stocked Product | YES | LS | _A | _10 | 83 | 30 | 14
2534500 | 2534500 | 234.0948 | 140.4569 | Industrial Advanced | 0.6 | 0.567 | 639889272958 | S-S FLAT HALF CYLINDER LOCK | RITTAL DOESNT SUPPLY INSERT | 1 | 147.4797 | Catalog Non-Stocked Product | NO | LN | _A | _10 | 83 | 10 | 14
2535000 | 2535000 | 123.9852 | 74.3911 | Industrial Advanced | 0.6 | 0.309 | 639889254107 | T-HANDLE W-LOCK | CYLINDER LOCK (YALE TYPE) | 1 | 78.1107 | Catalog Non-Stocked Product | NO | LN | _A | _10 | 83 | 10 | 14
2536000 | 2536000 | 59.5756 | 35.7453 | Industrial Advanced | 0.6 | 0.187 | 639889254152 | T-HANDLE BLANK | SZ T-HANDLE W/O SECURITY INS. | 1 | 37.5326 | Catalog Non-Stocked Product | NO | LN | _A | _10 | 83 | 10 | 14
2537000 | 2537000 | 172.6617 | 103.597 | Industrial Advanced | 0.6 | 1.246 | 639889301450 | MINI-COMFORT HANDLE FOR AE | WITH CAM LOCK | 1 | 108.7769 | Catalog Non-Stocked Product | NO | LN | _A | _10 | 83 | 10 | 14
2537010 | 2537010 | 182.5089 | 109.5053 | Industrial Advanced | 0.6 | 1.102 | 639889853959 | MINI-COMFORT HANDLE FOR AE | F/ LOCK INSERTS | 1 | 114.9806 | Catalog Stocked Product | YES | L8 | _A | _10 | 83 | 10 | 14
2537045 | 2537045 | 182.5089 | 109.5053 | Industrial Advanced | 0.6 | 1.224 | 639889874282 | MINI-COMFORT HANDLE W- E1 LOCK | AE HANDLE WITH VW E-1 LOCK | 1 | 114.9806 | Catalog Non-Stocked Product | NO | LN | _A | _10 | 83 | 10 | 14
2537100 | 2537100 | 170.8713 | 102.5228 | Industrial Advanced | 0.6 | 0.661 | 639889915534 | AX Mini-comfort handle | for lock inserts or semi-cylinders | 1 | 107.6489 | Catalog Stocked Product | YES | LS | _A | _10 | 83 | 10 | 14
2537300 | 2537300 | 120.9639 | 72.5783 | Industrial Advanced | 0.6 | 0.714 | 639889915558 | AX Mini-comfort handle | for padlock and lock inserts | 1 | 76.2073 | Catalog Stocked Product | YES | L8 | _A | _10 | 83 | 10 | 14
2537400 | 2537400 | 174.7878 | 104.8727 | Industrial Advanced | 0.6 | 0.613 | 639889927247 | AX MINI-COMFORT HANDLE | PREPARED FOR ASSA LOCK SYSTEM | 1 | 110.1163 | Catalog Non-Stocked Product | NO | LN | _A | _10 | 83 | 10 | 14
2537500 | 2537500 | 174.7878 | 104.8727 | Industrial Advanced | 0.6 | 0.591 | 639889927254 | AX MINI-COMFORT HANDLE | KESO KABA | 1 | 110.1163 | Catalog Non-Stocked Product | NO | LN | _A | _10 | 83 | 10 | 14
2540500 | 2540500 | 164.0454 | 98.4272 | Industrial Advanced | 0.6 | 0.24 | 639889810419 | SZ LOCK INSERT RAL7035 | (VOLKSWAGEN) NO KEY SUPPLIED | 1 | 103.3486 | Catalog Stocked Product | YES | LS | _A | _10 | 83 | 10 | 14
2541235 | 2541235 | 117.1593 | 70.2956 | Industrial Advanced | 0.6 | 0.496 | 639889204324 | LOUVER PLATE 5 LOUVERS OF 100MM | RAL7035 | 4 | 73.8104 | Catalog Stocked Product | YES | LS | _C | _40 | 52 | 10 | 14
2542235 | 2542235 | 121.971 | 73.1826 | Industrial Advanced | 0.6 | 0.6 | 639889204348 | LOUVER PLATE 4 LOUVERS OF 150MM | RAL7035 | 4 | 76.8417 | Catalog Non-Stocked Product | NO | LN | _C | _40 | 52 | 10 | 14
2543235 | 2543235 | 135.1752 | 81.1051 | Industrial Advanced | 0.6 | 0.977 | 639889204379 | LOUVER PLATE 3 LOUVERS OF 270MM | RAL7035 | 4 | 85.1604 | Catalog Stocked Product | YES | L8 | _C | _40 | 52 | 10 | 14
2545000 | 2545000 | 20.3098 | 12.1859 | Industrial Advanced | 0.6 | 0.112 | 639889254251 | 7MM TRIANGULAR KEY | SZ2492/2527/2555 | 1 | 12.7952 | Catalog Stocked Product | YES | LS | _A | _10 | 83 | 10 | 14
2546000 | 2546000 | 20.3098 | 12.1859 | Industrial Advanced | 0.6 | 0.108 | 639889254305 | 8MM TRIANGULAR KEY | SZ2493/2528/2556 | 1 | 12.7952 | Catalog Stocked Product | YES | LS | _A | _10 | 83 | 10 | 14
2547000 | 2547000 | 20.3098 | 12.1859 | Industrial Advanced | 0.6 | 0.108 | 639889254350 | 7MM SQUARE KEY | FOR SZ2490/2523/2557 | 1 | 12.7952 | Catalog Stocked Product | YES | LS | _A | _10 | 83 | 10 | 14
2548000 | 2548000 | 20.3098 | 12.1859 | Industrial Advanced | 0.6 | 0.106 | 639889254404 | 8MM SQUARE KEY | SZ2491/2526/2558 | 1 | 12.7952 | Catalog Stocked Product | YES | LS | _A | _10 | 83 | 10 | 14
2549000 | 2549000 | 50.0976 | 30.0586 | Industrial Advanced | 0.6 | 0.353 | 639889254459 | UNIVERSAL KEY PLASTIC | SZ MASTER KEY SET | 1 | 31.5615 | Catalog Stocked Product | YES | LS | _A | _10 | 83 | 10 | 14
2549500 | 2549500 | 88.0094 | 52.8056 | Industrial Advanced | 0.6 | 0.165 | 639889861091 | UNIVERSAL KEY METAL | W.TORX BIT 25 | 1 | 55.4459 | Catalog Stocked Product | YES | LS | _A | _10 | 83 | 10 | 14
2549510 | 2549510 | 21.6638 | 12.9983 | Industrial Advanced | 0.6 | 0.029 | 639889853447 | BIT FOR HD | FITS SZ 2549.500 UNIVERSAL KEY SET | 1 | 13.6482 | Catalog Non-Stocked Product | NO | LN | _A | _10 | 88 | 10 | 14
2549600 | 2549600 | 24.0025 | 14.4015 | Industrial Advanced | 0.6 | 0.11 | 639889853454 | ENCLOSURE KEY FOR HD | FITS HYGIENIC LOCK INSERTS | 1 | 15.1216 | Catalog Stocked Product | YES | LS | _A | _10 | 88 | 10 | 14
2559000 | 2559000 | 50.0976 | 30.0586 | Industrial Advanced | 0.6 | 0.057 | 639889254756 | GROUNDING HARDWARE M8 | SET | 10 | 31.5615 | Catalog Stocked Product | YES | LS | _A | _10 | 85 | 10 | 14
2560400 | 2560400 | 49.1129 | 29.4677 | Industrial Advanced | 0.6 | 0.282 | 639889845800 | METAL GLAND PLATES SIZE 1 |  | 1 | 30.9411 | Catalog Non-Stocked Product | NO | LN | _A | _10 | 81 | 10 | 14
2561200 | 2561200 | 54.5289 | 32.7173 | Industrial Advanced | 0.6 | 0.551 | 639889916050 | SZ PLASTIC GLAND PLATES SIZE 1 |  | 1 | 34.3532 | Catalog Stocked Product | YES | L8 | _A | _10 | 81 | 10 | 14
2561300 | 2561300 | 75.7004 | 45.4202 | Industrial Advanced | 0.6 | 0.769 | 639889916128 | SZ Plastic gland plates Size 1 | with membranes, for AX, WD: 256x149 mm | 1 | 47.6912 | Catalog Stocked Product | YES | L8 | _A | _10 | 81 | 10 | 14
2561400 | 2561400 | 64.9915 | 38.9949 | Industrial Advanced | 0.6 | 0.703 | 639889845817 | METAL GLAND PLATES SIZE 3 |  | 1 | 40.9447 | Catalog Non-Stocked Product | NO | LN | _A | _10 | 81 | 10 | 14
2561500 | 2561500 | 77.1774 | 46.3065 | Industrial Advanced | 0.6 | 0.816 | 639889004160 | 0330W0149D PLASTIC GLANDPLATE | MEMBRANE SIZE 3 | 1 | 48.6218 | Catalog Non-Stocked Product | NO | LN | _A | _10 | 81 | 10 | 14
2562200 | 2562200 | 62.1604 | 37.2963 | Industrial Advanced | 0.6 | 0.732 | 639889916067 | SZ PLASTIC GLAND PLATES SIZE 2 |  | 1 | 39.1611 | Catalog Stocked Product | YES | L8 | _A | _10 | 81 | 10 | 14
2562300 | 2562300 | 83.3319 | 49.9992 | Industrial Advanced | 0.6 | 1.065 | 639889916135 | SZ Plastic gland plates Size 2 | with membranes, for AX, WD: 339x149 mm | 1 | 52.4991 | Catalog Non-Stocked Product | NO | LN | _A | _10 | 81 | 10 | 14
2562400 | 2562400 | 88.0094 | 52.8056 | Industrial Advanced | 0.6 | 1.296 | 639889845824 | METAL GLAND PLATES SIZE 4 |  | 1 | 55.4459 | Catalog Non-Stocked Product | NO | LN | _A | _10 | 81 | 10 | 14
2562500 | 2562500 | 117.8307 | 70.6984 | Industrial Advanced | 0.6 | 1.279 | 639889004177 | 0339W0149D PLASTIC GLANDPLATE | MEMBRANE SIZE 4 | 1 | 74.2333 | Catalog Non-Stocked Product | NO | LN | _A | _10 | 81 | 10 | 14
2563100 | 2563100 | 102.9032 | 61.7419 | Industrial Advanced | 0.6 | 2.213 | 639889010765 | GLAND PLATE METAL LARGE | F/AE IP66 | 1 | 64.829 | Catalog Stocked Product | YES | L8 | _A | _10 | 81 | 10 | 14
2563150 | 2563150 | 78.4083 | 47.045 | Industrial Advanced | 0.6 | 2.063 | 639889845831 | METAL GLAND PLATES SIZE 5 | SOLID | 1 | 49.3972 | Catalog Non-Stocked Product | NO | LN | _A | _10 | 81 | 10 | 14
2563200 | 2563200 | 66.7148 | 40.0289 | Industrial Advanced | 0.6 | 1.058 | 639889916074 | SZ PLASTIC GLAND PLATES SIZE 3 |  | 1 | 42.0303 | Catalog Stocked Product | YES | L8 | _A | _10 | 81 | 10 | 14
2563300 | 2563300 | 105.9805 | 63.5883 | Industrial Advanced | 0.6 | 1.354 | 639889916142 | SZ Plastic gland plates Size 3 | with membranes, for AX, WD: 447x149 mm | 1 | 66.7677 | Catalog Non-Stocked Product | NO | LN | _A | _10 | 81 | 10 | 14
2563500 | 2563500 | 159.5694 | 95.7416 | Industrial Advanced | 0.6 | 2.116 | 639889004184 | 0534W0090D PLASTIC GLANDPLATE | MEMBRANE SIZE 5 | 1 | 100.5287 | Catalog Non-Stocked Product | NO | LN | _A | _10 | 81 | 10 | 14
2564000 | 2564000 | 40.6197 | 24.3718 | Industrial Advanced | 0.6 | 0.026 | 639889255005 | GROUNDING STRAPS 170-4 M8-M8 | MM | 5 | 25.5904 | Catalog Stocked Product | YES | LS | _A | _10 | 85 | 10 | 14
2564200 | 2564200 | 72.7462 | 43.6477 | Industrial Advanced | 0.6 | 1.263 | 639889916081 | SZ PLASTIC GLAND PLATES SIZE 4 |  | 1 | 45.8301 | Catalog Stocked Product | YES | L8 | _A | _10 | 81 | 10 | 14
2564300 | 2564300 | 113.5785 | 68.1471 | Industrial Advanced | 0.6 | 1.576 | 639889916159 | SZ Plastic gland plates Size 4 | with membranes, for AX, WD: 534x149 mm | 1 | 71.5545 | Catalog Stocked Product | YES | LS | _A | _10 | 81 | 10 | 14
2565000 | 2565000 | 88.0094 | 52.8056 | Industrial Advanced | 0.6 | 0.071 | 639889255050 | GROUND STRAPS 170MM 2 M8-M8 | 200MM | 5 | 55.4459 | Catalog Stocked Product | YES | LS | _A | _10 | 85 | 10 | 14
2565050 | 2565050 | 88.2779 | 52.9667 | Industrial Advanced | 0.6 | 0.106 | 639889928350 | GROUND STRAP 10MM 2 M6-M6 |  | 5 | 55.6151 | Catalog Non-Stocked Product | NO | LN | _A | _10 | 85 | 10 | 14
2565100 | 2565100 | 88.0094 | 52.8056 | Industrial Advanced | 0.6 | 0.062 | 639889301627 | GROUND STRAP 10MM 2 M6-M6 | 200MM, SINGLE | 5 | 55.4459 | Catalog Non-Stocked Product | NO | LN | _A | _10 | 85 | 10 | 14
2565110 | 2565110 | 89.3633 | 53.618 | Industrial Advanced | 0.6 | 0.09 | 639889004191 | GROUND STRAP 10MM 2 M6-M8 | 300MM | 5 | 56.2989 | Catalog Stocked Product | YES | LS | _A | _10 | 85 | 10 | 14
2565120 | 2565120 | 89.3633 | 53.618 | Industrial Advanced | 0.6 | 0.082 | 639889004207 | GROUND STRAP 10MM M8-M8 | 300MM | 5 | 56.2989 | Catalog Non-Stocked Product | NO | LN | _A | _10 | 85 | 10 | 14
2565200 | 2565200 | 75.8234 | 45.4941 | Industrial Advanced | 0.6 | 0.922 | 639889916098 | SZ PLASTIC GLAND PLATES SIZE 5 |  | 1 | 47.7688 | Catalog Stocked Product | YES | L8 | _A | _10 | 81 | 10 | 14
2565300 | 2565300 | 98.472 | 59.0832 | Industrial Advanced | 0.6 | 1.239 | 639889916166 | SZ Plastic gland plates Size 5 | with membranes, for AX, WD: 301x221 mm | 1 | 62.0374 | Catalog Non-Stocked Product | NO | LN | _A | _10 | 81 | 10 | 14
2565400 | 2565400 | 83.7012 | 50.2207 | Industrial Advanced | 0.6 | 2.954 | 639889916265 | SZ Metal gland plate Size 5 |  | 1 | 52.7318 | Catalog Non-Stocked Product | NO | LN | _A | _10 | 81 | 10 | 14
2566000 | 2566000 | 111.0272 | 66.6163 | Industrial Advanced | 0.6 | 0.112 | 639889255104 | GROUNDING STRAPS 170-25 | 25SQMM | 5 | 69.9471 | Catalog Stocked Product | YES | LS | _A | _10 | 85 | 10 | 14
2566200 | 2566200 | 80.3778 | 48.2267 | Industrial Advanced | 0.6 | 1.235 | 639889916104 | SZ PLASTIC GLAND PLATES SIZE 6 |  | 1 | 50.638 | Catalog Stocked Product | YES | L8 | _A | _10 | 81 | 10 | 14
2566300 | 2566300 | 121.0758 | 72.6455 | Industrial Advanced | 0.6 | 1.636 | 639889916173 | SZ Plastic gland plates Size 6 | with membranes, for AX, WD: 401x221 mm | 1 | 76.2778 | Catalog Stocked Product | YES | L8 | _A | _10 | 81 | 10 | 14
2566400 | 2566400 | 114.138 | 68.4828 | Industrial Advanced | 0.6 | 4.056 | 639889916272 | SZ Metal gland plate Size 6 |  | 1 | 71.9069 | Catalog Non-Stocked Product | NO | LN | _A | _10 | 81 | 10 | 14
2567000 | 2567000 | 46.0357 | 27.6214 | Industrial Advanced | 0.6 | 0.04 | 639889255159 | GROUNDING STRAPS 300-4 | 45SQMM | 5 | 29.0025 | Catalog Stocked Product | YES | LS | _A | _10 | 85 | 10 | 14
2567200 | 2567200 | 89.3633 | 53.618 | Industrial Advanced | 0.6 | 1.325 | 639889916111 | SZ PLASTIC GLAND PLATES SIZE 7 |  | 1 | 56.2989 | Catalog Stocked Product | YES | LS | _A | _10 | 81 | 10 | 14
2567300 | 2567300 | 128.7969 | 77.2781 | Industrial Advanced | 0.6 | 1.808 | 639889916180 | SZ Plastic gland plates Size 7 | with membranes, for AX, WD: 436x221 mm | 1 | 81.142 | Catalog Stocked Product | YES | L8 | _A | _10 | 81 | 10 | 14
2567400 | 2567400 | 132.1539 | 79.2923 | Industrial Advanced | 0.6 | 4.484 | 639889916289 | SZ Metal gland plate Size 7 |  | 1 | 83.257 | Catalog Stocked Product | YES | L8 | _A | _10 | 81 | 10 | 14
2568000 | 2568000 | 111.0272 | 66.6163 | Industrial Advanced | 0.6 | 0.123 | 639889255203 | GROUNDING STRAPS 300-16 | 16SQMM | 5 | 69.9471 | Catalog Stocked Product | YES | LS | _A | _10 | 85 | 10 | 14
2569000 | 2569000 | 144.0153 | 86.4092 | Industrial Advanced | 0.6 | 0.203 | 639889255258 | GROUNDING STRAPS 300-25 | 25SQMM | 5 | 90.7296 | Catalog Stocked Product | YES | LS | _A | _10 | 85 | 10 | 14
2570000 | 2570000 | 51.4516 | 30.871 | Industrial Advanced | 0.6 | 0.029 | 639889255302 | GROUNDING HARDWARE M6 | SET | 10 | 32.4145 | Catalog Stocked Product | YES | LS | _A | _10 | 85 | 10 | 14
2570100 | 2570100 | 102.4109 | 61.4465 | Industrial Advanced | 0.6 | 0.071 | 639889849211 | EARTHING KIT FOR KL |  | 5 | 64.5189 | Catalog Stocked Product | YES | L8 | _A | _10 | 85 | 10 | 14
2570500 | 2570500 | 74.4694 | 44.6817 | Industrial Advanced | 0.6 | 0.117 | 639889004214 | MULTI-TAP GROUND PLATE |  | 1 | 46.9158 | Catalog Non-Stocked Product | NO | LN | _A | _10 | 85 | 10 | 14
2571000 | 2571000 | 44.6817 | 26.809 | Industrial Advanced | 0.6 | 0.084 | 639889255357 | KEY LOCK F-AE | STEEL LOCK INSERT | 1 | 28.1495 | Catalog Stocked Product | YES | LS | _A | _10 | 83 | 10 | 14
2571100 | 2571100 | 52.9287 | 31.7572 | Industrial Advanced | 0.6 | 1.034 | 639889916197 | SZ Metal gland plate Size 1 | with metric knockouts, for AX, WD: 256x149 mm | 1 | 33.3451 | Catalog Stocked Product | YES | L8 | _A | _10 | 81 | 10 | 14
2572000 | 2572000 | 88.0094 | 52.8056 | Industrial Advanced | 0.6 | 0.183 | 639889255401 | HANDLE FOR AE W-O INSERT | SECURITY INSERT | 1 | 55.4459 | Catalog Stocked Product | YES | LS | _A | _10 | 83 | 10 | 14
2572100 | 2572100 | 60.5603 | 36.3362 | Industrial Advanced | 0.6 | 1.334 | 639889916203 | SZ Metal gland plate Size 2 | with metric knockouts, for AX, WD: 339x149 mm | 1 | 38.153 | Catalog Stocked Product | YES | L8 | _A | _10 | 81 | 10 | 14
2573000 | 2573000 | 83.9474 | 50.3684 | Industrial Advanced | 0.6 | 0.293 | 639889255456 | FOAM RUBBER GASKETING 3M | F.CABLE ENTRY APPLICATIONS | 1 | 52.8868 | Catalog Stocked Product | YES | LS | _A | _10 | 90 | 10 | 14
2573100 | 2573100 | 83.3319 | 49.9992 | Industrial Advanced | 0.6 | 1.808 | 639889916210 | SZ Metal gland plate Size 3 | with metric knockouts, for AX, WD: 447x149 mm | 1 | 52.4991 | Catalog Stocked Product | YES | L8 | _A | _10 | 81 | 10 | 14
2574000 | 2574000 | 77.1774 | 46.3065 | Industrial Advanced | 0.6 | 0.026 | 639889255500 | SYSTEM ASSEMBLY BLOCK F-AE | PU=20 | 20 | 48.6218 | Catalog Non-Stocked Product | NO | LN | _A | _10 | 85 | 10 | 14
2574100 | 2574100 | 90.8404 | 54.5043 | Industrial Advanced | 0.6 | 2.16 | 639889916227 | SZ Metal gland plate Size 4 | with metric knockouts, for AX, WD: 534x149 mm | 1 | 57.2295 | Catalog Stocked Product | YES | L8 | _A | _10 | 81 | 10 | 14
2575000 | 2575000 | 158.3385 | 95.0031 | Industrial Advanced | 0.6 | 0.24 | 639889255555 | HANDLE T LOCK INSERT | INSERT | 1 | 99.7533 | Catalog Stocked Product | YES | LS | _A | _10 | 83 | 10 | 14
2575100 | 2575100 | 75.7004 | 45.4202 | Industrial Advanced | 0.6 | 1.777 | 639889916234 | SZ Metal gland plate Size 5 | with metric knockouts, for AX, WD: 301x221 mm | 1 | 47.6912 | Catalog Stocked Product | YES | L8 | _A | _10 | 81 | 10 | 14
2576000 | 2576000 | 44.6817 | 26.809 | Industrial Advanced | 0.6 | 0.141 | 639889255609 | HANDLE THUMB TURN AE BLK KEYLOCK | PLASTIC HANDLE | 1 | 28.1495 | Catalog Stocked Product | YES | LS | _A | _10 | 83 | 10 | 14
2576032 | 2576032 | 79.6392 | 47.7835 | Industrial Advanced | 0.6 | 0.168 | 639889906396 | SZ PLASTIC HANDLE 2576 | WITH LOCK VWE 1 | 1 | 50.1727 | Catalog Non-Stocked Product | NO | LN | _A | _10 | 83 | 50 | 14
2576100 | 2576100 | 98.472 | 59.0832 | Industrial Advanced | 0.6 | 2.366 | 639889916241 | SZ Metal gland plate Size 6 | with metric knockouts, for AX, WD: 401x221 mm | 1 | 62.0374 | Catalog Stocked Product | YES | LS | _A | _10 | 81 | 10 | 14
2577000 | 2577000 | 60.5603 | 36.3362 | Industrial Advanced | 0.6 | 0.207 | 639889917477 | PLASTIC HANDLE AX KEYLOCK |  | 1 | 38.153 | Catalog Stocked Product | YES | L8 | _A | _10 | 83 | 30 | 14
2577010 | 2577010 | 68.1919 | 40.9151 | Industrial Advanced | 0.6 | 0.245 | 639889923294 | PLASTIC HANDLE AX KX VW E1 |  | 1 | 42.9609 | Catalog Non-Stocked Product | NO | LN | _A | _10 | 83 | 30 | 14
2577100 | 2577100 | 105.9805 | 63.5883 | Industrial Advanced | 0.6 | 2.526 | 639889916258 | SZ Metal gland plate Size 7 | with metric knockouts, for AX, WD: 436x221 mm | 1 | 66.7677 | Catalog Stocked Product | YES | L8 | _A | _10 | 81 | 10 | 14
2580000 | 2580000 | 59.0832 | 35.4499 | Industrial Advanced | 0.6 | 0.015 | 639889922518 | SEAL INSERTS FOR CABLE ENTRY SMALL SOLID |  | 10 | 37.2224 | Catalog Stocked Product | YES | L8 | _A | _10 | 90 | 10 | 14
2580003 | 2580003 | 59.0832 | 35.4499 | Industrial Advanced | 0.6 | 0.018 | 639889922525 | SEAL INSERTS FOR CABLE ENTRY SMALL 3 MM |  | 10 | 37.2224 | Catalog Non-Stocked Product | NO | LN | _A | _10 | 90 | 10 | 14
2580004 | 2580004 | 59.0832 | 35.4499 | Industrial Advanced | 0.6 | 0.018 | 639889922532 | SEAL INSERTS FOR CABLE ENTRY SMALL 4 MM |  | 10 | 37.2224 | Catalog Non-Stocked Product | NO | LN | _A | _10 | 90 | 10 | 14
2580005 | 2580005 | 59.0832 | 35.4499 | Industrial Advanced | 0.6 | 0.015 | 639889922549 | SEAL INSERTS FOR CABLE ENTRY SMALL 5 MM |  | 10 | 37.2224 | Catalog Non-Stocked Product | NO | LN | _A | _10 | 90 | 10 | 14
2580006 | 2580006 | 59.0832 | 35.4499 | Industrial Advanced | 0.6 | 0.015 | 639889922556 | SEAL INSERTS FOR CABLE ENTRY SMALL 6 MM |  | 10 | 37.2224 | Catalog Non-Stocked Product | NO | LN | _A | _10 | 90 | 10 | 14
2580007 | 2580007 | 59.0832 | 35.4499 | Industrial Advanced | 0.6 | 0.015 | 639889922563 | SEAL INSERTS FOR CABLE ENTRY SMALL 7 MM |  | 10 | 37.2224 | Catalog Non-Stocked Product | NO | LN | _A | _10 | 90 | 10 | 14
2580008 | 2580008 | 59.0832 | 35.4499 | Industrial Advanced | 0.6 | 0.013 | 639889922570 | SEAL INSERTS FOR CABLE ENTRY SMALL 8 MM |  | 10 | 37.2224 | Catalog Non-Stocked Product | NO | LN | _A | _10 | 90 | 10 | 14
2580009 | 2580009 | 59.0832 | 35.4499 | Industrial Advanced | 0.6 | 0.013 | 639889922587 | SEAL INSERTS FOR CABLE ENTRY SMALL 9 MM |  | 10 | 37.2224 | Catalog Non-Stocked Product | NO | LN | _A | _10 | 90 | 10 | 14
2580010 | 2580010 | 59.0832 | 35.4499 | Industrial Advanced | 0.6 | 0.013 | 639889922594 | SEAL INSERTS FOR CABLE ENTRY SMALL 10 MM |  | 10 | 37.2224 | Catalog Non-Stocked Product | NO | LN | _A | _10 | 90 | 10 | 14
2580011 | 2580011 | 59.0832 | 35.4499 | Industrial Advanced | 0.6 | 0.013 | 639889922600 | SEAL INSERTS FOR CABLE ENTRY SMALL 11 MM |  | 10 | 37.2224 | Catalog Non-Stocked Product | NO | LN | _A | _10 | 90 | 10 | 14
2580012 | 2580012 | 59.0832 | 35.4499 | Industrial Advanced | 0.6 | 0.013 | 639889922617 | SEAL INSERTS FOR CABLE ENTRY SMALL 12 MM |  | 10 | 37.2224 | Catalog Non-Stocked Product | NO | LN | _A | _10 | 90 | 10 | 14
2580013 | 2580013 | 59.0832 | 35.4499 | Industrial Advanced | 0.6 | 0.026 | 639889922624 | SEAL INSERTS FOR CABLE ENTRY SMALL 13 MM |  | 10 | 37.2224 | Catalog Non-Stocked Product | NO | LN | _A | _10 | 90 | 10 | 14
2580014 | 2580014 | 59.0832 | 35.4499 | Industrial Advanced | 0.6 | 0.011 | 639889922631 | SEAL INSERTS FOR CABLE ENTRY SMALL 14 MM |  | 10 | 37.2224 | Catalog Non-Stocked Product | NO | LN | _A | _10 | 90 | 10 | 14
2580100 | 2580100 | 59.0832 | 35.4499 | Industrial Advanced | 0.6 | 0.077 | 639889922648 | SEAL INSERTS FOR CABLE ENTRY LARGE SOLID |  | 5 | 37.2224 | Catalog Stocked Product | YES | L8 | _A | _10 | 90 | 10 | 14
2580115 | 2580115 | 59.0832 | 35.4499 | Industrial Advanced | 0.6 | 0.068 | 639889922655 | SEAL INSERTS FOR CABLE ENTRY LARGE 15 MM |  | 5 | 37.2224 | Catalog Non-Stocked Product | NO | LN | _A | _10 | 90 | 10 | 14
2580116 | 2580116 | 59.0832 | 35.4499 | Industrial Advanced | 0.6 | 0.068 | 639889922662 | SEAL INSERTS FOR CABLE ENTRY LARGE 16 MM |  | 5 | 37.2224 | Catalog Non-Stocked Product | NO | LN | _A | _10 | 90 | 10 | 14
2580117 | 2580117 | 59.0832 | 35.4499 | Industrial Advanced | 0.6 | 0.066 | 639889922679 | SEAL INSERTS FOR CABLE ENTRY LARGE 17 MM |  | 5 | 37.2224 | Catalog Non-Stocked Product | NO | LN | _A | _10 | 90 | 10 | 14
2580118 | 2580118 | 59.0832 | 35.4499 | Industrial Advanced | 0.6 | 0.066 | 639889922686 | SEAL INSERTS FOR CABLE ENTRY LARGE 18 MM |  | 5 | 37.2224 | Catalog Non-Stocked Product | NO | LN | _A | _10 | 90 | 10 | 14
2580119 | 2580119 | 59.0832 | 35.4499 | Industrial Advanced | 0.6 | 0.064 | 639889922693 | SEAL INSERTS FOR CABLE ENTRY LARGE 19 MM |  | 5 | 37.2224 | Catalog Non-Stocked Product | NO | LN | _A | _10 | 90 | 10 | 14
2580120 | 2580120 | 59.0832 | 35.4499 | Industrial Advanced | 0.6 | 0.064 | 639889922709 | SEAL INSERTS FOR CABLE ENTRY LARGE 20 MM |  | 5 | 37.2224 | Catalog Non-Stocked Product | NO | LN | _A | _10 | 90 | 10 | 14
2580121 | 2580121 | 59.0832 | 35.4499 | Industrial Advanced | 0.6 | 0.062 | 639889922716 | SEAL INSERTS FOR CABLE ENTRY LARGE 21 MM |  | 5 | 37.2224 | Catalog Non-Stocked Product | NO | LN | _A | _10 | 90 | 10 | 14
2580122 | 2580122 | 59.0832 | 35.4499 | Industrial Advanced | 0.6 | 0.062 | 639889922723 | SEAL INSERTS FOR CABLE ENTRY LARGE 22 MM |  | 5 | 37.2224 | Catalog Non-Stocked Product | NO | LN | _A | _10 | 90 | 10 | 14
2580123 | 2580123 | 59.0832 | 35.4499 | Industrial Advanced | 0.6 | 0.057 | 639889922730 | SEAL INSERTS FOR CABLE ENTRY LARGE 23 MM |  | 5 | 37.2224 | Catalog Non-Stocked Product | NO | LN | _A | _10 | 90 | 10 | 14
2580124 | 2580124 | 59.0832 | 35.4499 | Industrial Advanced | 0.6 | 0.057 | 639889922747 | SEAL INSERTS FOR CABLE ENTRY LARGE 24 MM |  | 5 | 37.2224 | Catalog Non-Stocked Product | NO | LN | _A | _10 | 90 | 10 | 14
2580125 | 2580125 | 59.0832 | 35.4499 | Industrial Advanced | 0.6 | 0.055 | 639889922754 | SEAL INSERTS FOR CABLE ENTRY LARGE 25 MM |  | 5 | 37.2224 | Catalog Non-Stocked Product | NO | LN | _A | _10 | 90 | 10 | 14
2582100 | 2582100 | 47.0204 | 28.2122 | Industrial Advanced | 0.6 | 0.007 | 639889922761 | INLAY FOR CABLE ENTRY ONE SLOT |  | 5 | 29.6228 | Catalog Stocked Product | YES | L8 | _A | _10 | 90 | 10 | 14
2582200 | 2582200 | 47.0204 | 28.2122 | Industrial Advanced | 0.6 | 0.009 | 639889922778 | INLAY FOR CABLE ENTRY TWO SLOTS |  | 5 | 29.6228 | Catalog Stocked Product | YES | L8 | _A | _10 | 90 | 10 | 14
2582400 | 2582400 | 56.129 | 33.6774 | Industrial Advanced | 0.6 | 0.013 | 639889922785 | INLAY FOR CABLE ENTRY FOUR SLOTS |  | 5 | 35.3613 | Catalog Stocked Product | YES | L8 | _A | _10 | 90 | 10 | 14
2582600 | 2582600 | 56.129 | 33.6774 | Industrial Advanced | 0.6 | 0.022 | 639889922792 | INLAY FOR CABLE ENTRY SIX SLOTS |  | 5 | 35.3613 | Catalog Stocked Product | YES | LS | _A | _10 | 90 | 10 | 14
2583010 | 2583010 | 159.2337 | 95.5402 | Industrial Advanced | 0.6 | 0.207 | 639889860469 | WALL FIX BRACKET S-S PACK OF 4 | SZ WALL-MOUNTING ANGLE S/S | 4 | 100.3172 | Catalog Non-Stocked Product | NO | LN | _A | _10 | 82 | 1E | 14
2583080 | 2583080 | 71.2691 | 42.7615 | Industrial Advanced | 0.6 | 0.265 | 639889922495 | SEALING FRAME F-8 SEAL INSERTS 16POLE |  | 1 | 44.8995 | Catalog Stocked Product | YES | L8 | _A | _10 | 90 | 10 | 14
2583100 | 2583100 | 77.3005 | 46.3803 | Industrial Advanced | 0.6 | 0.309 | 639889922501 | SEALING FRAME F-10 SEAL INSERTS 24POLE |  | 1 | 48.6993 | Catalog Stocked Product | YES | L8 | _A | _10 | 90 | 10 | 14
2583120 | 2583120 | 53.0518 | 31.8311 | Industrial Advanced | 0.6 | 0.007 | 639889922808 | LOCKING CLIP FOR SEAL INSERTS |  | 10 | 33.4226 | Catalog Stocked Product | YES | L8 | _A | _10 | 90 | 10 | 14
2584100 | 2584100 | 385.0479 | 231.0287 | Industrial Advanced | 0.6 | 2.116 | 639889915671 | AX Pole clamp |  | 2 | 242.5802 | Catalog Stocked Product | YES | LS | _A | _10 | 90 | 10 | 14
2586010 | 2586010 | 85.4245 | 51.2547 | Industrial Advanced | 0.6 | 0.132 | 639889856455 | DOOR-OPERATED SWITCH | W/OUT MOUNTING BRACKET | 1 | 53.8174 | Catalog Non-Stocked Product | NO | LN | _A | _10 | 86 | 50 | 14
2586901 | 2586901 | 227.8284 | 136.697 | Industrial Advanced | 0.6 | 0 | 639889932340 | DOOR SWITCH | 3SE2200-8CV00 | 1 | 143.5319 | Catalog Non-Stocked Product | NO | LN | _A | _10 | 83 | 30 | 14
2589000 | 2589000 | 310.2987 | 186.1792 | Industrial Advanced | 0.6 | 5.952 | 639889255906 | CABLE CONDUIT 29MM (1 14) DIA | 25M LONG | 1 | 195.4882 | Catalog Stocked Product | YES | LS | _A | _10 | 90 | 10 | 14
2590000 | 2590000 | 565.8783 | 339.527 | Industrial Advanced | 0.6 | 10.582 | 639889255951 | CABLE CONDUIT 48MM (1 88) DIA | 25M LONG | 1 | 356.5033 | Catalog Stocked Product | YES | LS | _A | _10 | 90 | 10 | 14
2591000 | 2591000 | 245.6205 | 147.3723 | Industrial Advanced | 0.6 | 0.071 | 639889256002 | SZ CABLE CONDUIT HOLDER 29 MM | PU=20 | 20 | 154.7409 | Catalog Stocked Product | YES | LS | _A | _10 | 90 | 10 | 14
2592000 | 2592000 | 338.4975 | 203.0985 | Industrial Advanced | 0.6 | 0.146 | 639889256057 | SZ CABLE CONDUIT HOLDER 48 MM | PU=20 | 20 | 213.2534 | Catalog Stocked Product | YES | LS | _A | _10 | 90 | 10 | 14
2593000 | 2593000 | 164.0454 | 98.4272 | Industrial Advanced | 0.6 | 0.053 | 639889256101 | SZ CABLE CONDUIT HOLDER 16 MM | PU=20 | 20 | 103.3486 | Catalog Stocked Product | YES | LS | _A | _10 | 90 | 10 | 14
2594000 | 2594000 | 275.3859 | 165.2315 | Industrial Advanced | 0.6 | 0.134 | 639889256156 | SZ CABLE CONDUIT HOLDER 36 MM | PU=20 | 20 | 173.4931 | Catalog Non-Stocked Product | NO | LN | _A | _10 | 90 | 10 | 14
2595000 | 2595000 | 232.4163 | 139.4498 | Industrial Advanced | 0.6 | 3.131 | 639889256200 | SZ CABLE CONDUIT 16 MM DIA | 25M LONG | 1 | 146.4223 | Catalog Stocked Product | YES | LS | _A | _10 | 85 | 10 | 14
2596000 | 2596000 | 471.3228 | 282.7937 | Industrial Advanced | 0.6 | 8.422 | 639889256255 | SZ CABLE CONDUIT 36MM DIA | 25M LONG | 1 | 296.9334 | Catalog Stocked Product | YES | LS | _A | _10 | 90 | 10 | 14
2597000 | 2597000 | 71.7615 | 43.0569 | Industrial Advanced | 0.6 | 0.002 | 639889256309 | CABLE TIE | W/PUSH-IN ANCHOR, F.SYS.CHAS. | 100 | 45.2097 | Catalog Non-Stocked Product | NO | LN | _A | _10 | 90 | 10 | 14
2683600 | 2683600 | 7163.2785 | 4297.9671 | Industrial Advanced | 0.6 | 114.638 | 639889107458 | 0960H0600W0400D AP CONSOLE S-S | W/GALV. MPL | 1 | 4512.8655 | Catalog Non-Stocked Product | NO | LN | _A | _07 | 64 | 1E | 14
2684600 | 2684600 | 7621.2852 | 4572.7711 | Industrial Advanced | 0.6 | 143.739 | 639889107502 | 0960H0800W0400D AP CONSOLE S-S | W/GALV. MPL | 1 | 4801.4097 | Catalog Non-Stocked Product | NO | LN | _A | _07 | 64 | 1E | 14
2685600 | 2685600 | 7969.518 | 4781.7108 | Industrial Advanced | 0.6 | 175.265 | 639889107557 | 0960H1000W0400D AP CONSOLE S-S | W/GALV. MPL | 1 | 5020.7963 | Catalog Non-Stocked Product | NO | LN | _A | _07 | 64 | 1E | 14
2686600 | 2686600 | 10072.7904 | 6043.6742 | Industrial Advanced | 0.6 | 199.074 | 639889107601 | 0960H1200W0400D AP CONSOLE S-S | W/GALV. MPL | 1 | 6345.858 | Catalog Non-Stocked Product | NO | LN | _A | _07 | 64 | 1E | 14
2694500 | 2694500 | 3785.1294 | 2271.0776 | Industrial Advanced | 0.6 | 167.549 | 639889375246 | 1300H0600W0500D TP CONSOLE | RAL7035, SHORT | 1 | 2384.6315 | Catalog Non-Stocked Product | NO | LN | _A | _07 | 64 | 01 | 14
2695500 | 2695500 | 3938.2086 | 2362.9252 | Industrial Advanced | 0.6 | 171.958 | 639889375253 | 1300H0600W0500D TP CONSOLE | RAL7035, TALL | 1 | 2481.0714 | Catalog Non-Stocked Product | NO | LN | _A | _07 | 64 | 01 | 14
2696500 | 2696500 | 840.2571 | 504.1543 | Industrial Advanced | 0.6 | 21.296 | 639889810426 | 0200H AP DESK UNIT RAL7035 | AP DESK SECTION (F. STEEL ELECTRIC CAB.) | 1 | 529.362 | Catalog Non-Stocked Product | NO | LN | _A | _07 | 64 | 01 | 14
2730000 | 2730000 | 542.715 | 325.629 | Industrial Advanced | 0.6 | 5.908 | 639889155855 | AE VIEWING DOOR 15X24 | 597X397X34MM | 1 | 341.9105 | Catalog Non-Stocked Product | NO | LN | _A | _10 | 83 | 10 | 14
2730010 | 2730010 | 542.715 | 325.629 | Industrial Advanced | 0.6 | 5.996 | 639889915718 | FT Viewing window WHD 597x377x36 mm |  | 1 | 341.9105 | Catalog Non-Stocked Product | NO | LN | _A | _10 | 83 | 10 | 14
2731000 | 2731000 | 605.6028 | 363.3617 | Industrial Advanced | 0.6 | 7.575 | 639889155909 | AE VIEWING DOOR 24X24 | 597X597X34MM | 1 | 381.5298 | Catalog Non-Stocked Product | NO | LN | _A | _10 | 83 | 10 | 14
2731010 | 2731010 | 605.6028 | 363.3617 | Industrial Advanced | 0.6 | 7.672 | 639889915725 | FT Viewing window WHD 597x597x36 mm |  | 1 | 381.5298 | Catalog Non-Stocked Product | NO | LN | _A | _10 | 83 | 10 | 14
2732000 | 2732000 | 683.5971 | 410.1583 | Industrial Advanced | 0.6 | 8.818 | 639889155954 | AE VIEWING DOOR 30X24 | 597X797X34MM | 1 | 430.6662 | Catalog Non-Stocked Product | NO | LN | _A | _10 | 83 | 10 | 14
2732010 | 2732010 | 683.5971 | 410.1583 | Industrial Advanced | 0.6 | 8.907 | 639889915732 | FT VIEWING WINDOW WHD 597X757X36 MM |  | 1 | 430.6662 | Catalog Non-Stocked Product | NO | LN | _A | _10 | 83 | 10 | 14
2733000 | 2733000 | 604.0362 | 362.4217 | Industrial Advanced | 0.6 | 6.142 | 639889156005 | AE VIEWING DOOR 20X20 | 497X497X34MM | 1 | 380.5428 | Catalog Stocked Product | YES | LS | _A | _10 | 83 | 10 | 14
2733010 | 2733010 | 604.0362 | 362.4217 | Industrial Advanced | 0.6 | 6.349 | 639889915701 | FT Viewing window WHD 497x497x36 mm |  | 1 | 380.5428 | Catalog Non-Stocked Product | NO | LN | _A | _10 | 83 | 10 | 14
2735250 | 2735250 | 1133.2113 | 679.9268 | Industrial Advanced | 0.6 | 15.904 | 639889810433 | 0673H0702W FT VIEWING WINDOW | TYPE 30 FRAME, RAL7035 | 1 | 713.9231 | Catalog Non-Stocked Product | NO | LN | _A | _10 | 83 | 10 | 14
2735500 | 2735500 | 637.2705 | 382.3623 | Industrial Advanced | 0.6 | 7.099 | 639889810440 | 0273H0502W FT VIEWING WINDOW | TYPE 30 FRAME, RAL7035 | 1 | 401.4804 | Catalog Non-Stocked Product | NO | LN | _A | _10 | 83 | 10 | 14
2735510 | 2735510 | 721.6431 | 432.9859 | Industrial Advanced | 0.6 | 8.399 | 639889810457 | 0373H0502W FT VIEWING WINDOW | TYPE 30 FRAME, RAL7035 | 1 | 454.6352 | Catalog Non-Stocked Product | NO | LN | _A | _10 | 83 | 10 | 14
2735520 | 2735520 | 802.9944 | 481.7966 | Industrial Advanced | 0.6 | 9.762 | 639889810464 | 0473H0702W FT VIEWING WINDOW | TYPE 30 FRAME, RAL7036 | 1 | 505.8865 | Catalog Non-Stocked Product | NO | LN | _A | _10 | 83 | 10 | 14
2735530 | 2735530 | 885.9123 | 531.5474 | Industrial Advanced | 0.6 | 11.155 | 639889810471 | 0573H0502W FT VIEWING WINDOW | TYPE 30 FRAME, RAL7035 | 1 | 558.1247 | Catalog Non-Stocked Product | NO | LN | _A | _10 | 83 | 10 | 14
2735540 | 2735540 | 965.4732 | 579.2839 | Industrial Advanced | 0.6 | 12.61 | 639889810488 | 0673H0502W FT VIEWING WINDOW | TYPE 30 FRAME, RAL7035 | 1 | 608.2481 | Catalog Non-Stocked Product | NO | LN | _A | _10 | 83 | 10 | 14
2735560 | 2735560 | 800.4207 | 480.2524 | Industrial Advanced | 0.6 | 8.801 | 639889810495 | 0273H0702W FT VIEWING WINDOW |  | 1 | 504.265 | Catalog Non-Stocked Product | NO | LN | _A | _10 | 83 | 10 | 14
2735570 | 2735570 | 885.9123 | 531.5474 | Industrial Advanced | 0.6 | 10.802 | 639889810501 | 0373H0702W FT VIEWING WINDOW | TYPE 30 FRAME, RAL7035 | 1 | 558.1247 | Catalog Non-Stocked Product | NO | LN | _A | _10 | 83 | 10 | 14
2735580 | 2735580 | 965.4732 | 579.2839 | Industrial Advanced | 0.6 | 12.478 | 639889810518 | 0473H0702W FT VIEWING WINDOW | TYPE 30 FRAME, RAL7035 | 1 | 608.2481 | Catalog Non-Stocked Product | NO | LN | _A | _10 | 83 | 10 | 14
2736500 | 2736500 | 1275.8838 | 765.5303 | Industrial Advanced | 0.6 | 18.635 | 639889810532 | 0673H0702W FT VIEWING WINDOW | TYPE 60 FRAME, RAL7035 | 1 | 803.8068 | Catalog Non-Stocked Product | NO | LN | _A | _10 | 83 | 10 | 14
2736510 | 2736510 | 813.1773 | 487.9064 | Industrial Advanced | 0.6 | 10.454 | 639889810549 | 0373H0502W FT VIEWING WINDOW | TYPE 60 FRAME, RAL7035 | 1 | 512.3017 | Catalog Non-Stocked Product | NO | LN | _A | _10 | 83 | 10 | 14
2736520 | 2736520 | 905.9424 | 543.5654 | Industrial Advanced | 0.6 | 12.015 | 639889810556 | 0473H0502W FT VIEWING WINDOW | TYPE 60 FRAME, RAL7035 | 1 | 570.7437 | Catalog Non-Stocked Product | NO | LN | _A | _10 | 83 | 10 | 14
2736540 | 2736540 | 1090.1298 | 654.0779 | Industrial Advanced | 0.6 | 14.947 | 639889810570 | 0673H0502W FT VIEWING WINDOW | TYPE 60 FRAME, RAL7035 | 1 | 686.7818 | Catalog Non-Stocked Product | NO | LN | _A | _10 | 83 | 10 | 14
2740010 | 2740010 | 310.2987 | 186.1792 | Industrial Advanced | 0.6 | 3.131 | 639889916852 | FT Operating panel WHD 197x297x36 mm |  | 1 | 195.4882 | Catalog Non-Stocked Product | NO | LN | _A | _10 | 83 | 10 | 14
2741010 | 2741010 | 353.3802 | 212.0281 | Industrial Advanced | 0.6 | 4.806 | 639889915787 | FT Operating panel WHD 377x297x36 mm |  | 1 | 222.6295 | Catalog Non-Stocked Product | NO | LN | _A | _10 | 83 | 10 | 14
2742000 | 2742000 | 368.3748 | 221.0249 | Industrial Advanced | 0.6 | 5.251 | 639889156203 | CONTROL PANEL 15X15 | 377X377X34MM | 1 | 232.0761 | Catalog Non-Stocked Product | NO | LN | _A | _10 | 83 | 10 | 14
2742010 | 2742010 | 368.3748 | 221.0249 | Industrial Advanced | 0.6 | 5.6 | 639889915794 | FT Operating panel WHD 377x377x36 mm |  | 1 | 232.0761 | Catalog Non-Stocked Product | NO | LN | _A | _10 | 83 | 10 | 14
2743010 | 2743010 | 416.4918 | 249.8951 | Industrial Advanced | 0.6 | 7.584 | 639889915800 | FT Operating panel WHD 377x597x36 mm |  | 1 | 262.3898 | Catalog Non-Stocked Product | NO | LN | _A | _10 | 83 | 10 | 14
2744010 | 2744010 | 416.4918 | 249.8951 | Industrial Advanced | 0.6 | 7.343 | 639889915824 | FT Operating panel WHD 597x377x36 mm |  | 1 | 262.3898 | Catalog Non-Stocked Product | NO | LN | _A | _10 | 83 | 10 | 14
2745000 | 2745000 | 438.0885 | 262.8531 | Industrial Advanced | 0.6 | 7.811 | 639889156357 | CONTROL PANEL 20X20 | 497X497X34MM | 1 | 275.9958 | Catalog Non-Stocked Product | NO | LN | _A | _10 | 83 | 10 | 14
2745010 | 2745010 | 438.0885 | 262.8531 | Industrial Advanced | 0.6 | 7.811 | 639889915817 | FT Operating panel WHD 497x497x36 mm |  | 1 | 275.9958 | Catalog Non-Stocked Product | NO | LN | _A | _10 | 83 | 10 | 14
2746010 | 2746010 | 494.4861 | 296.6917 | Industrial Advanced | 0.6 | 10.406 | 639889915831 | FT Operating panel WHD 597x597x36 mm |  | 1 | 311.5262 | Catalog Non-Stocked Product | NO | LN | _A | _10 | 83 | 10 | 14
2749000 | 2749000 | 36.6808 | 22.0085 | Industrial Advanced | 0.6 | 0.309 | 639889156456 | LOCK FOR CONTROL PANEL | PANELS | 1 | 23.1089 | Catalog Non-Stocked Product | NO | LN | _A | _10 | 83 | 10 | 14
2749100 | 2749100 | 36.6808 | 22.0085 | Industrial Advanced | 0.6 | 0.342 | 639889915848 | FT Cam lock for operating panel |  | 1 | 23.1089 | Catalog Non-Stocked Product | NO | LN | _A | _10 | 83 | 10 | 14
2760000 | 2760000 | 599.0007 | 359.4004 | Industrial Advanced | 0.6 | 7.154 | 639889156500 | AE VIEWING DOOR 15X24 | 597X377X60MM | 1 | 377.3704 | Catalog Non-Stocked Product | NO | LN | _A | _10 | 83 | 10 | 14
2760010 | 2760010 | 599.0007 | 359.4004 | Industrial Advanced | 0.6 | 7.275 | 639889915756 | FT Viewing window WHD 597x377x62 mm |  | 1 | 377.3704 | Catalog Non-Stocked Product | NO | LN | _A | _10 | 83 | 10 | 14
2761010 | 2761010 | 725.112 | 435.0672 | Industrial Advanced | 0.6 | 9.215 | 639889915763 | FT Viewing window WHD 597x597x62 mm |  | 1 | 456.8206 | Catalog Non-Stocked Product | NO | LN | _A | _10 | 83 | 10 | 14
2762000 | 2762000 | 826.2696 | 495.7618 | Industrial Advanced | 0.6 | 10.322 | 639889156609 | AE VIEWING DOOR 30X24 | 597X757X60MM | 1 | 520.5498 | Catalog Non-Stocked Product | NO | LN | _A | _10 | 83 | 10 | 14
2762010 | 2762010 | 826.2696 | 495.7618 | Industrial Advanced | 0.6 | 10.322 | 639889915770 | FT Viewing window WHD 597x757x62 mm |  | 1 | 520.5498 | Catalog Non-Stocked Product | NO | LN | _A | _10 | 83 | 10 | 14
2763000 | 2763000 | 667.0359 | 400.2215 | Industrial Advanced | 0.6 | 7.388 | 639889156654 | AE VIEWING DOOR 20X20 | 497X497X60MM | 1 | 420.2326 | Catalog Non-Stocked Product | NO | LN | _A | _10 | 83 | 10 | 14
2763010 | 2763010 | 667.0359 | 400.2215 | Industrial Advanced | 0.6 | 7.628 | 639889915749 | FT Viewing window WHD 497x497x62 mm |  | 1 | 420.2326 | Catalog Non-Stocked Product | NO | LN | _A | _10 | 83 | 10 | 14
2780000 | 2780000 | 375.0888 | 225.0533 | Industrial Advanced | 0.6 | 2.507 | 639889156906 | FT PLEXIGLASS COVER | 3U X 320MM | 1 | 236.3059 | Catalog Non-Stocked Product | NO | LN | _A | _10 | 83 | 10 | 14
2781000 | 2781000 | 434.7315 | 260.8389 | Industrial Advanced | 0.6 | 3.166 | 639889156951 | FT PLEXIGLASS COVER | 21.02 1.87, 3HU | 1 | 273.8808 | Catalog Non-Stocked Product | NO | LN | _A | _10 | 83 | 10 | 14
2782000 | 2782000 | 524.2515 | 314.5509 | Industrial Advanced | 0.6 | 4.511 | 639889157002 | FT VIEWING WINDOW PLEXIGLASS | 6U X 534MM | 1 | 330.2784 | Catalog Non-Stocked Product | NO | LN | _A | _10 | 83 | 10 | 14
2784000 | 2784000 | 467.9658 | 280.7795 | Industrial Advanced | 0.6 | 3.086 | 639889157057 | COVER WINDOW 200 X 400 X 2 | 400W X 200H | 1 | 294.8185 | Catalog Non-Stocked Product | NO | LN | _A | _10 | 83 | 10 | 14
2785000 | 2785000 | 579.1944 | 347.5166 | Industrial Advanced | 0.6 | 4.806 | 639889157101 | COVER WINDOW 400 X 400 X 47 5 | 400W X 400H | 1 | 364.8925 | Catalog Non-Stocked Product | NO | LN | _A | _10 | 83 | 10 | 14
2786000 | 2786000 | 502.8786 | 301.7272 | Industrial Advanced | 0.6 | 3.426 | 639889157156 | COVER WINDOW 200 X 500 X 47 5 | 500W X 200H | 1 | 316.8135 | Catalog Non-Stocked Product | NO | LN | _A | _10 | 83 | 10 | 14
2787000 | 2787000 | 600.6792 | 360.4075 | Industrial Advanced | 0.6 | 5.353 | 639889157200 | COVER WINDOW 400 X 500 X 47 5 | 500W X 400H | 1 | 378.4279 | Catalog Non-Stocked Product | NO | LN | _A | _10 | 83 | 10 | 14
2788000 | 2788000 | 526.0419 | 315.6251 | Industrial Advanced | 0.6 | 3.785 | 639889157255 | COVER WINDOW 200 X 600 X 47 5 | 600W X 200H | 1 | 331.4064 | Catalog Non-Stocked Product | NO | LN | _A | _10 | 83 | 10 | 14
2789000 | 2789000 | 656.9649 | 394.1789 | Industrial Advanced | 0.6 | 5.908 | 639889157309 | COVER WINDOW 400 X 600 X 47 5 | 600W X 400H | 1 | 413.8879 | Catalog Non-Stocked Product | NO | LN | _A | _10 | 83 | 10 | 14
2792000 | 2792000 | 509.3688 | 305.6213 | Industrial Advanced | 0.6 | 5.04 | 639889157408 | VIEWING WINDOW F-2742 |  | 1 | 320.9023 | Catalog Non-Stocked Product | NO | LN | _A | _10 | 83 | 10 | 14
2793560 | 2793560 | 1848.2523 | 1108.9514 | Industrial Advanced | 0.6 | 14.33 | 639889282933 | 0600H0522W0038D S-S | FT VIEWING WINDOW | 1 | 1164.3989 | Catalog Non-Stocked Product | NO | LN | _A | _10 | 83 | 1E | 14
2796000 | 2796000 | 567.333 | 340.3998 | Industrial Advanced | 0.6 | 5.897 | 639889157507 | FT VIEWING WINDOW PLEXIGLASS | 9U X 534MM | 1 | 357.4198 | Catalog Non-Stocked Product | NO | LN | _A | _10 | 83 | 10 | 14
2802200 | 2802200 | 572.4804 | 343.4882 | Industrial Advanced | 0.6 | 27.028 | 639889223554 | 1000W300D CABLEBASE AE | 40"X 12" | 1 | 360.6627 | Catalog Non-Stocked Product | NO | LN | _A | _10 | 81 | 10 | 14
2817000 | 2817000 | 247.299 | 148.3794 | Industrial Advanced | 0.6 | 1.085 | 639889223950 | FLOOR CLAMP F-PLINTHS CABLE-BASES | 1 PU=10EA | 10 | 155.7984 | Catalog Stocked Product | YES | LS | _A | _10 | 81 | 10 | 14
2819000 | 2819000 | 174.3402 | 104.6041 | Industrial Advanced | 0.6 | 0.452 | 639889224056 | CABLE RAIL ADAPTER F-PLINTH | PU=10 | 10 | 109.8343 | Catalog Non-Stocked Product | NO | LN | _A | _10 | 90 | 50 | 14
2819200 | 2819200 | 305.3751 | 183.2251 | Industrial Advanced | 0.6 | 0.963 | 639889004238 | MTG PINS F PLINTH CABLE RAILS | PKG OF 10 | 10 | 192.3863 | Catalog Non-Stocked Product | NO | LN | _A | _10 | 90 | 50 | 14
2820061 | 2820061 | 190.4538 | 114.2723 | Industrial Advanced | 0.6 | 4.85 | 639889915855 | AX Base/plinth corner pieces with panels | front and rear, H: 100 mm, for W: 600 mm, RAL 9005 | 2 | 119.9859 | Catalog Stocked Product | YES | L8 | _A | _10 | 81 | 10 | 14
2820062 | 2820062 | 237.8994 | 142.7396 | Industrial Advanced | 0.6 | 8.355 | 639889915893 | AX Base/plinth corner pieces with panels | front and rear, H: 200 mm, for W: 600 mm, RAL 9005 | 2 | 149.8766 | Catalog Stocked Product | YES | L8 | _A | _10 | 81 | 10 | 14
2820081 | 2820081 | 200.301 | 120.1806 | Industrial Advanced | 0.6 | 5.71 | 639889915862 | AX Base/plinth corner pieces with panels | front and rear, H: 100 mm, for W: 800 mm, RAL 9005 | 2 | 126.1896 | Catalog Stocked Product | YES | L8 | _A | _10 | 81 | 10 | 14
2820082 | 2820082 | 322.6077 | 193.5646 | Industrial Advanced | 0.6 | 9.81 | 639889915909 | AX Base/plinth corner pieces with panels | front and rear, H: 200 mm, for W: 800 mm, RAL 9005 | 2 | 203.2429 | Catalog Stocked Product | YES | L8 | _A | _10 | 81 | 10 | 14
2820101 | 2820101 | 193.587 | 116.1522 | Industrial Advanced | 0.6 | 6.592 | 639889915879 | AX Base/plinth corner pieces with panels | front and rear, H: 100 mm, for W: 1000 mm, RAL 9005 | 2 | 121.9598 | Catalog Stocked Product | YES | L8 | _A | _10 | 81 | 10 | 14
2820102 | 2820102 | 443.5716 | 266.143 | Industrial Advanced | 0.6 | 10.913 | 639889915916 | AX Base/plinth corner pieces with panels | front and rear, H: 200 mm, for W: 1000 mm, RAL 9005 | 2 | 279.4501 | Catalog Stocked Product | YES | L8 | _A | _10 | 81 | 10 | 14
2820121 | 2820121 | 212.1624 | 127.2974 | Industrial Advanced | 0.6 | 7.341 | 639889915886 | AX Base/plinth corner pieces with panels |  | 2 | 133.6623 | Catalog Stocked Product | YES | L8 | _A | _10 | 81 | 10 | 14
2820122 | 2820122 | 600.2316 | 360.139 | Industrial Advanced | 0.6 | 12.765 | 639889915923 | AX Base/plinth corner pieces with panels |  | 2 | 378.1459 | Catalog Stocked Product | YES | LS | _A | _10 | 81 | 10 | 14
2820310 | 2820310 | 98.472 | 59.0832 | Industrial Advanced | 0.6 | 0.736 | 639889915930 | AX Base/plinth trim panels sides | H: 100 mm, for D: 300 mm, RAL 9005 | 2 | 62.0374 | Catalog Stocked Product | YES | L8 | _A | _10 | 81 | 10 | 14
2820320 | 2820320 | 128.7969 | 77.2781 | Industrial Advanced | 0.6 | 1.257 | 639889915954 | AX Base/plinth trim panels sides | H: 200 mm, for D: 300 mm, RAL 9005 | 2 | 81.142 | Catalog Stocked Product | YES | L8 | _A | _10 | 81 | 10 | 14
2820410 | 2820410 | 107.5807 | 64.5484 | Industrial Advanced | 0.6 | 1.162 | 639889915947 | AX Base/plinth trim panels sides |  | 2 | 67.7758 | Catalog Stocked Product | YES | LS | _A | _10 | 81 | 10 | 14
2820420 | 2820420 | 140.7702 | 84.4621 | Industrial Advanced | 0.6 | 2.013 | 639889915961 | AX Base/plinth trim panels sides |  | 2 | 88.6852 | Catalog Stocked Product | YES | LS | _A | _10 | 81 | 10 | 14
2843160 | 2843160 | 139.3155 | 83.5893 | Industrial Advanced | 0.6 | 0.068 | 639889356924 | EMC CABLE CONN M16 | PKG OF 5 | 5 | 87.7688 | Catalog Non-Stocked Product | NO | LN | _A | _10 | 90 | 10 | 14
2843250 | 2843250 | 195.825 | 117.495 | Industrial Advanced | 0.6 | 0.132 | 639889356948 | EMC CABLE CONN M25 | PKG OF 5 | 5 | 123.3697 | Catalog Stocked Product | YES | L8 | _A | _10 | 90 | 10 | 14
2843320 | 2843320 | 63.6375 | 38.1825 | Industrial Advanced | 0.6 | 0.22 | 639889356955 | EMC CABLE BUSHING M32 | VE=1ST KABELDURCHM.15,0-21,0mm | 1 | 40.0916 | Catalog Non-Stocked Product | NO | LN | _A | _10 | 90 | 10 | 14
2843400 | 2843400 | 89.3633 | 53.618 | Industrial Advanced | 0.6 | 0.397 | 639889356962 | EMC CABLE CONN. M40 | VE 1ST KABELDURCHM.19 0-28 0mm | 1 | 56.2989 | Catalog Non-Stocked Product | NO | LN | _A | _10 | 90 | 10 | 14
2843500 | 2843500 | 146.4771 | 87.8863 | Industrial Advanced | 0.6 | 0.8 | 639889356979 | EMC CABLE CONN M50 | VE=1ST KABELDURCHM.27,0-38,0mm | 1 | 92.2806 | Catalog Non-Stocked Product | NO | LN | _A | _10 | 90 | 10 | 14
2843630 | 2843630 | 222.3453 | 133.4072 | Industrial Advanced | 0.6 | 1.164 | 639889356986 | EMC CABLE CONN M63 | VE=1ST KABELDURCHM.34,0-44,0mm | 1 | 140.0775 | Catalog Non-Stocked Product | NO | LN | _A | _10 | 90 | 10 | 14
2859000 | 2859000 | 597.3222 | 358.3933 | Industrial Advanced | 0.6 | 1.865 | 639889225558 | STAINLESS STEEL LEVELING FEET | PU=4EA | 4 | 376.313 | Catalog Non-Stocked Product | NO | LN | _A | _10 | 81 | 1E | 14
2865000 | 2865000 | 1025.3397 | 615.2038 | Industrial Advanced | 0.6 | 13.889 | 639889225756 | 0600W0400D S-S PLINTH | PLINTH FOR ES5460 | 1 | 645.964 | Catalog Non-Stocked Product | NO | LN | _A | _10 | 81 | 1E | 14
2867000 | 2867000 | 1309.4538 | 785.6723 | Industrial Advanced | 0.6 | 19.297 | 639889225855 | 1000W0400D S-S PLINTH | PLINTH FOR ES5454 | 1 | 824.9559 | Catalog Non-Stocked Product | NO | LN | _A | _07 | 64 | 1E | 14
2869000 | 2869000 | 1013.2545 | 607.9527 | Industrial Advanced | 0.6 | 16.98 | 639889225954 | 0800W0400D S-S PLINTH | 100MM FOR PS4454/AP2684 | 1 | 638.3503 | Catalog Non-Stocked Product | NO | LN | _A | _07 | 64 | 1E | 14
2870000 | 2870000 | 1131.9804 | 679.1882 | Industrial Advanced | 0.6 | 23.239 | 639889226005 | 1200W0400D S-S PLINTH | 100MM FOR PS4456/AP2686 | 1 | 713.1477 | Catalog Non-Stocked Product | NO | LN | _A | _07 | 64 | 1E | 14
2899250 | 2899250 | 66.3455 | 39.8073 | Industrial Advanced | 0.6 | 0.007 | 639889004276 | RUBBER CABLE GROMMET 0005-0021 | IP54 | 50 | 41.7977 | Catalog Non-Stocked Product | NO | LN | _A | _10 | 90 | 10 | 14
2899320 | 2899320 | 51.4516 | 30.871 | Industrial Advanced | 0.6 | 0.013 | 639889004283 | RUBBER CABLE GROMMET 0013-0026 | IP54 | 25 | 32.4145 | Catalog Non-Stocked Product | NO | LN | _A | _10 | 90 | 10 | 14
2899400 | 2899400 | 82.5934 | 49.556 | Industrial Advanced | 0.6 | 0.018 | 639889004290 | RUBBER CABLE GROMMET 0013-0034 | IP54 | 20 | 52.0338 | Catalog Non-Stocked Product | NO | LN | _A | _10 | 90 | 10 | 14
2907000 | 2907000 | 579.1944 | 347.5166 | Industrial Advanced | 0.6 | 1.321 | 639889227507 | PERFORTATED CABLE ENTRY PANEL | PU=4 | 4 | 364.8925 | Catalog Non-Stocked Product | NO | LN | _A | _10 | 81 | 1E | 14
2908000 | 2908000 | 698.5917 | 419.155 | Industrial Advanced | 0.6 | 1.72 | 639889227552 | PERFORTATED CABLE ENTRY PANEL | PU=4 | 4 | 440.1128 | Catalog Non-Stocked Product | NO | LN | _A | _10 | 81 | 1E | 14
2913000 | 2913000 | 786.4332 | 471.8599 | Industrial Advanced | 0.6 | 2.275 | 639889227804 | PERFORTATED CABLE ENTRY PANEL | PU=4 | 4 | 495.4529 | Catalog Non-Stocked Product | NO | LN | _A | _10 | 81 | 1E | 14
3031000 | 3031000 | 147.5961 | 88.5577 | Industrial Advanced | 0.6 | 0.205 | 639889233409 | BASE ISOLATOR PU(6 EA) | (PK OF 6) | 6 | 92.9855 | Catalog Stocked Product | YES | LS | _B | _22 | 11 | 10 | 14
3032000 | 3032000 | 176.3544 | 105.8126 | Industrial Advanced | 0.6 | 0.403 | 639889233454 | BASE ISOLATOR PU(6 EA) | (PK OF 6) | 6 | 111.1033 | Catalog Non-Stocked Product | NO | LN | _B | _22 | 11 | 10 | 14
3052000 | 3052000 | 159.2337 | 95.5402 | Industrial Advanced | 0.6 | 1.475 | 639889235151 | BUSBAR SUPPORT 3 POLE 1600A | PU=2 | 2 | 100.3172 | Catalog Non-Stocked Product | NO | LN | _B | _22 | 11 | 10 | 14
3055000 | 3055000 | 512.0544 | 307.2326 | Industrial Advanced | 0.6 | 5.004 | 639889235205 | BUSBAR SUPPORT 3 POLE 2500A | PU=2 | 2 | 322.5943 | Catalog Non-Stocked Product | NO | LN | _B | _22 | 11 | 10 | 14
3056000 | 3056000 | 45.2971 | 27.1783 | Industrial Advanced | 0.6 | 0.04 | 639889235250 | SPACER FOR SV 3055 | 10 BARS | 12 | 28.5372 | Catalog Non-Stocked Product | NO | LN | _B | _22 | 11 | 10 | 14
3057000 | 3057000 | 489.003 | 293.4018 | Industrial Advanced | 0.6 | 5.176 | 639889235304 | BUSBAR SUPPORT 3 POLE 3000A | PU=2 | 2 | 308.0719 | Catalog Non-Stocked Product | NO | LN | _B | _22 | 11 | 10 | 14
3071000 | 3071000 | 74.3464 | 44.6078 | Industrial Advanced | 0.6 | 0.009 | 639889235700 | CONTACT F NH DISCONNECT | SIZE 00,00C,1 | 5 | 46.8382 | Catalog Non-Stocked Product | NO | LN | _B | _21 | 01 | 10 | 14
3073000 | 3073000 | 417.1632 | 250.2979 | Industrial Advanced | 0.6 | 0.97 | 639889235809 | BUSBAR SUPPORT 3 POLE 1250A | PU=4 | 4 | 262.8128 | Catalog Non-Stocked Product | NO | LN | _B | _22 | 11 | 10 | 14
3074000 | 3074000 | 57.0578 | 34.2347 | Industrial Advanced | 0.6 | 0.007 | 639889235854 | SUPPORT INSERT 30 X 10 |  | 24 | 35.9464 | Catalog Non-Stocked Product | NO | LN | _B | _22 | 11 | 10 | 14
3075000 | 3075000 | 46.1252 | 27.6751 | Industrial Advanced | 0.6 | 0.007 | 639889235908 | SUPPORT INSERT 40 X 10 |  | 24 | 29.0589 | Catalog Non-Stocked Product | NO | LN | _B | _22 | 11 | 10 | 14
3076000 | 3076000 | 40.2504 | 24.1503 | Industrial Advanced | 0.6 | 0.002 | 639889235953 | SUPPORT INSERT 50 X 10 | SZ3073 | 24 | 25.3578 | Catalog Non-Stocked Product | NO | LN | _B | _22 | 11 | 10 | 14
3079000 | 3079000 | 45.6664 | 27.3998 | Industrial Advanced | 0.6 | 0.3 | 639889236059 | SUPPORT FOR LAMINATED COPPER | RAIL | 3 | 28.7698 | Catalog Non-Stocked Product | NO | LN | _B | _21 | 01 | 10 | 14
3079010 | 3079010 | 83.0858 | 49.8514 | Industrial Advanced | 0.6 | 1.455 | 639889002913 | UNIVERSAL SUPPORT F PARA CSA | LAM.COPPER 40-100 X 5-10MM | 1 | 52.344 | Catalog Non-Stocked Product | NO | LN | _B | _22 | 11 | 10 | 14
3083000 | 3083000 | 109.1808 | 65.5085 | Industrial Advanced | 0.6 | 0.13 | 639889236158 | END COVER FOR SUPPORT SV 3073 |  | 10 | 68.7839 | Catalog Non-Stocked Product | NO | LN | _B | _22 | 11 | 10 | 14
3085000 | 3085000 | 785.0904 | 471.0542 | Industrial Advanced | 0.6 | 1.31 | 639889236257 | BUSBAR COVER 40-60 X 10MM | PU=10 | 10 | 494.607 | Catalog Non-Stocked Product | NO | LN | _B | _22 | 11 | 10 | 14
3086000 | 3086000 | 213.729 | 128.2374 | Industrial Advanced | 0.6 | 0.56 | 639889236301 | BUSBAR COVER 50MM WIDE | (PACK OF 4) | 4 | 134.6493 | Catalog Non-Stocked Product | NO | LN | _B | _21 | 01 | 10 | 14
3087000 | 3087000 | 281.5404 | 168.9242 | Industrial Advanced | 0.6 | 0.763 | 639889236356 | BUSBAR COVER 100MM WIDE | (PACK OF 4) | 4 | 177.3705 | Catalog Non-Stocked Product | NO | LN | _B | _21 | 01 | 10 | 14
3088000 | 3088000 | 323.8386 | 194.3032 | Industrial Advanced | 0.6 | 1.124 | 639889236400 | BUSBAR COVER 200MM WIDE | WIDE | 4 | 204.0183 | Catalog Non-Stocked Product | NO | LN | _B | _21 | 01 | 10 | 14
3090000 | 3090000 | 298.3254 | 178.9952 | Industrial Advanced | 0.6 | 0.988 | 639889236509 | BUSBAR SYSTEM COVER 100MM WIDE | , PU=4 | 4 | 187.945 | Catalog Non-Stocked Product | NO | LN | _B | _21 | 01 | 10 | 14
3091000 | 3091000 | 366.4725 | 219.8835 | Industrial Advanced | 0.6 | 1.431 | 639889236554 | BUSBAR SYSTEM COVER 200MM WIDE | , PU=4 | 4 | 230.8777 | Catalog Non-Stocked Product | NO | LN | _B | _21 | 01 | 10 | 14
3092000 | 3092000 | 644.4321 | 386.6593 | Industrial Advanced | 0.6 | 0.877 | 639889236608 | BUSBAR COVER 12 X 5 - 30 X 10 | PU=10 | 10 | 405.9922 | Catalog Non-Stocked Product | NO | LN | _B | _21 | 01 | 10 | 14
3093010 | 3093010 | 41.7275 | 25.0365 | Industrial Advanced | 0.6 | 0.037 | 639889868106 | SIDE COVER FOR 3418010 |  | 10 | 26.2883 | Catalog Non-Stocked Product | NO | LN | _B | _21 | 01 | 10 | 14
3093020 | 3093020 | 45.1852 | 27.1111 | Industrial Advanced | 0.6 | 0.042 | 639889868113 | SIDE COVER FOR 3427-3433 |  | 10 | 28.4667 | Catalog Non-Stocked Product | NO | LN | _B | _21 | 01 | 10 | 14
3105310 | 3105310 | 95.1821 | 57.1093 | Industrial Advanced | 0.6 | 0.483 | 639889858152 | ENCLOSURE HEATER 10W 110-240V0 W | PTC HEATER REPLACES 3105000 | 1 | 59.9647 | Catalog Stocked Product | YES | LS | _C | _33 | 21 | 10 | 14
3105320 | 3105320 | 142.3368 | 85.4021 | Industrial Advanced | 0.6 | 0.483 | 639889858169 | ENCLOSURE HEATER 20W 110-240V | PTC HEATER, REPLACES 3106000 | 1 | 89.6722 | Catalog Stocked Product | YES | LS | _C | _33 | 21 | 10 | 14
3105330 | 3105330 | 184.635 | 110.781 | Industrial Advanced | 0.6 | 0.871 | 639889858176 | ENCLOSURE HEATER 30W 110-240V | PTC HEATER, REPLACES 3115000 | 1 | 116.32 | Catalog Stocked Product | YES | LS | _C | _33 | 21 | 10 | 14
3105340 | 3105340 | 220.7787 | 132.4672 | Industrial Advanced | 0.6 | 0.899 | 639889858183 | ENCLOSURE HEATER 50W 110-240V | PTC HEATER, REPLACES 3116000 | 1 | 139.0906 | Catalog Stocked Product | YES | LS | _C | _33 | 21 | 10 | 14
3105350 | 3105350 | 269.3433 | 161.606 | Industrial Advanced | 0.6 | 1.332 | 639889858190 | ENCLOSURE HEATER 75W 110-240V | PTC HEATER, REPLACES 3107150 | 1 | 169.6863 | Catalog Stocked Product | YES | LS | _C | _33 | 21 | 10 | 14
3105360 | 3105360 | 319.4745 | 191.6847 | Industrial Advanced | 0.6 | 1.863 | 639889858206 | ENCLOSURE HEATER 100W 110-240V | PTC HEATER, REPLACES 3107160 | 1 | 201.2689 | Catalog Stocked Product | YES | LS | _C | _33 | 21 | 10 | 14
3105370 | 3105370 | 369.4938 | 221.6963 | Industrial Advanced | 0.6 | 2.061 | 639889858213 | ENCLOSURE HEATER 150W 110-240V | PTC HEATER, REPLACES 3102170 | 1 | 232.7811 | Catalog Stocked Product | YES | LS | _C | _33 | 21 | 10 | 14
3105380 | 3105380 | 510.264 | 306.1584 | Industrial Advanced | 0.6 | 2.632 | 639889867468 | TOP THERM ENCLOSURE HEATER W- FAN 250WAT | HEATER W/ FAN 250W 230V | 1 | 321.4663 | Catalog Non-Stocked Product | NO | LN | _C | _33 | 21 | 10 | 14
3105390 | 3105390 | 543.1626 | 325.8976 | Industrial Advanced | 0.6 | 2.628 | 639889867482 | TOP THERM ENCLOSURE HEATER W- FAN 400WAT | HEATER W/ FAN 400W 230V | 1 | 342.1924 | Catalog Stocked Product | YES | LS | _C | _33 | 21 | 10 | 14
3105400 | 3105400 | 616.7928 | 370.0757 | Industrial Advanced | 0.6 | 2.646 | 639889867505 | TOP THERM ENCLOSURE HEATER W- FAN 800WAT | HEATER W/ FAN 800W 230V | 1 | 388.5795 | Catalog Stocked Product | YES | LS | _C | _33 | 21 | 10 | 14
3105410 | 3105410 | 510.264 | 306.1584 | Industrial Advanced | 0.6 | 2.617 | 639889867451 | TOP THERM ENCLOSURE HEATER W- FAN 250WAT | HEATER W/ FAN 250W 110V | 1 | 321.4663 | Catalog Stocked Product | YES | LS | _C | _33 | 21 | 10 | 14
3105420 | 3105420 | 543.1626 | 325.8976 | Industrial Advanced | 0.6 | 2.646 | 639889867475 | TOP THERM ENCLOSURE HEATER W- FAN 400WAT | HEATER W/ FAN 400W 110V | 1 | 342.1924 | Catalog Stocked Product | YES | LS | _C | _33 | 21 | 10 | 14
3105430 | 3105430 | 616.7928 | 370.0757 | Industrial Advanced | 0.6 | 2.676 | 639889867499 | TOP THERM ENCLOSURE HEATER W- FAN 800WAT | HEATER W/ FAN 800W 110V | 1 | 388.5795 | Catalog Stocked Product | YES | LS | _C | _33 | 21 | 10 | 14
3108024 | 3108024 | 530.9655 | 318.5793 | Industrial Advanced | 0.6 | 2.156 | 639889200609 | ENCLOSURE INTERNAL FAN 95CFM 24VDC | 95CFM | 1 | 334.5083 | Catalog Stocked Product | YES | LS | _C | _40 | 52 | 10 | 14
3108100 | 3108100 | 340.8474 | 204.5084 | Industrial Advanced | 0.6 | 2.482 | 639889304208 | ENCLOSURE INTERNAL FAN 100CFM 230V | 50/60HZ 100CFM | 1 | 214.7339 | Catalog Stocked Product | YES | LS | _C | _40 | 52 | 10 | 14
3108115 | 3108115 | 340.8474 | 204.5084 | Industrial Advanced | 0.6 | 2.504 | 639889200616 | ENCLOSURE INTERNAL FAN 100CFM 115V | 50/60HZ 100CFM | 1 | 214.7339 | Catalog Stocked Product | YES | LS | _C | _40 | 52 | 10 | 14
3110000 | 3110000 | 110.0425 | 66.0255 | Industrial Advanced | 0.6 | 0.265 | 639889212008 | THERMOSTAT 24-230V AC-DC | 48/24VDC, F.FANS & HT EXCH. | 1 | 69.3267 | Catalog Stocked Product | YES | LS | _C | _40 | 53 | 10 | 14
3110200 | 3110200 | 14.5246 | 8.7148 | Industrial Advanced | 0.6 | 0.06 | 639889291287 | MOUNTING ADAPTOR F THERMOSTAT-HYGROSTAT | W/CONNECTION F/PF SCREWING FIX | 1 | 9.1505 | Catalog Non-Stocked Product | NO | LN | _C | _40 | 53 | 10 | 14
3114200 | 3114200 | 344.5401 | 206.7241 | Industrial Advanced | 0.6 | 0.571 | 639889861183 | DIGITAL TEMPERATURE DISPLAY | FOR 100-230V, 50/60HZ AND 24-60VDC | 1 | 217.0603 | Catalog Stocked Product | YES | LS | _C | _40 | 53 | 10 | 14
3118000 | 3118000 | 244.9491 | 146.9695 | Industrial Advanced | 0.6 | 0.229 | 639889212251 | HYGROSTAT 24-230V AC-DC | 24-230V, AC/DC | 1 | 154.3179 | Catalog Stocked Product | YES | LS | _C | _40 | 53 | 10 | 14
3120200 | 3120200 | 501.9834 | 301.19 | Industrial Advanced | 0.6 | 0.86 | 639889861190 | SPEED CONTROL 100-230V 50-60HZ | FOR FANS, AIR/AIR HEX, INCL. TEMPERATURE MONITORING | 1 | 316.2495 | Catalog Stocked Product | YES | LS | _C | _40 | 53 | 10 | 14
3124100 | 3124100 | 431.8221 | 259.0933 | Industrial Advanced | 0.6 | 0.487 | 639889010932 | AC MASTER SLAVE CABLE FOR RTT | FOR COMFORT CONTROLLER | 1 | 272.0479 | Catalog Stocked Product | YES | L8 | _C | _40 | 53 | 10 | 14
3124300 | 3124300 | 837.6834 | 502.61 | Industrial Advanced | 0.6 | 0.613 | 639889903326 | IOT INTERFACE COMMUNICATION MODULE | USE WITH BLUE E+ PRODUCTS | 1 | 527.7405 | Catalog Stocked Product | YES | LS | _C | _40 | 53 | 10 | 14
3124310 | 3124310 | 328.8741 | 197.3245 | Industrial Advanced | 0.6 | 0.439 | 639889916876 | IOT ADAPTER FOR BLUE E SERIES | USE WITH IOT MODULE 3124300 | 1 | 207.1907 | Catalog Non-Stocked Product | NO | LN | _C | _40 | 53 | 10 | 14
3124400 | 3124400 | 145.3581 | 87.2149 | Industrial Advanced | 0.6 | 0.205 | 639889884533 | BLUE E PLUS EXTERNAL TEMPERATURE SENSOR | PID EXTERNAL TEMPERATURE SENSOR THAT MAY BE REMOTELY INSTALLED IN | 1 | 91.5756 | Catalog Stocked Product | YES | L8 | _C | _40 | 60 | 10 | 14
3126100 | 3126100 | 1574.0973 | 944.4584 | Industrial Advanced | 0.6 | 20.664 | 639889002890 | A-A HEX 17 5 W-C 230V 50-60HZ TYPE12 | SIDEMTG, RAL 7035, STEEL | 1 | 991.6813 | Catalog Stocked Product | YES | LS | _C | _32 | 14 | 10 | 14
3126115 | 3126115 | 1574.0973 | 944.4584 | Industrial Advanced | 0.6 | 21.032 | 639889002883 | A-A HEX 17 5 W-C 115V 50-60HZ TYPE12 | SIDEMTG, RAL 7035, STEEL | 1 | 991.6813 | Catalog Stocked Product | YES | LS | _C | _32 | 14 | 30 | 14
3127100 | 3127100 | 2327.0724 | 1396.2434 | Industrial Advanced | 0.6 | 42.729 | 639889002876 | A-A HEX 30 W-C 230V 50-60HZ TYPE 12 | SIDEMTG, RAL 7035, STEEL | 1 | 1466.0556 | Catalog Non-Stocked Product | NO | LN | _C | _32 | 14 | 10 | 14
3127115 | 3127115 | 2256.6873 | 1354.0124 | Industrial Advanced | 0.6 | 42 | 639889002869 | A-A HEX 30 W-C 115V 50-60HZ TYPE 12 | SIDEMTG, RAL 7035, STEEL | 1 | 1421.713 | Catalog Non-Stocked Product | NO | LN | _C | _32 | 14 | 30 | 14
3128100 | 3128100 | 2648.2254 | 1588.9352 | Industrial Advanced | 0.6 | 44.092 | 639889002852 | A-A HEX 45 W-C 230V 50-60HZ TYPE 12 | SIDEMTG, RAL 7035, STEEL | 1 | 1668.382 | Catalog Non-Stocked Product | NO | LN | _C | _32 | 14 | 10 | 14
3128115 | 3128115 | 2603.8011 | 1562.2807 | Industrial Advanced | 0.6 | 43.999 | 639889002845 | A-A HEX 45 W-C 115V 50-60HZ TYPE 12 | SIDEMTG, RAL 7035, STEEL | 1 | 1640.3947 | Catalog Non-Stocked Product | NO | LN | _C | _32 | 14 | 30 | 14
3129100 | 3129100 | 2879.2989 | 1727.5793 | Industrial Advanced | 0.6 | 47.954 | 639889002838 | A-A HEX 60 W-C 230V 50-60HZ TYPE 12 | SIDEMTG, RAL 7035, STEEL | 1 | 1813.9583 | Catalog Non-Stocked Product | NO | LN | _C | _32 | 14 | 10 | 14
3129115 | 3129115 | 2846.6241 | 1707.9745 | Industrial Advanced | 0.6 | 50 | 639889002821 | A-A HEX 60 W-C 115V 50-60HZ TYPE 12 | SIDEMTG, RAL 7035, STEEL | 1 | 1793.3732 | Catalog Stocked Product | YES | LS | _C | _32 | 14 | 30 | 14
3130100 | 3130100 | 3910.3455 | 2346.2073 | Industrial Advanced | 0.6 | 85.979 | 639889002814 | A-A HEX 90 W-C 230V 50-60HZ TYPE 12 | SIDEMTG, RAL 7035, STEEL | 1 | 2463.5177 | Catalog Non-Stocked Product | NO | LN | _C | _32 | 14 | 10 | 14
3130115 | 3130115 | 3787.7031 | 2272.6219 | Industrial Advanced | 0.6 | 55.004 | 639889002807 | A-A HEX 90 W-C 115V 50-60HZ TYPE 12 | SIDEMTG, RAL 7035, STEEL | 1 | 2386.253 | Catalog Non-Stocked Product | NO | LN | _C | _32 | 14 | 30 | 14
3138000 | 3138000 | 236.109 | 141.6654 | Industrial Advanced | 0.6 | 7.716 | 639889884571 | ROOF VENT WITHOUT FAN STEEL RAL 7035 | REPLACES PN 3148007, 8801380 | 1 | 148.7487 | Catalog Stocked Product | YES | LS | _C | _32 | 13 | 10 | 14
3139100 | 3139100 | 709.7817 | 425.869 | Industrial Advanced | 0.6 | 12.478 | 639889884588 | ROOF MOUNTED FAN 323 CFM 230V RAL 7035 | REPLACES PN 3149007 3149420 | 1 | 447.1625 | Catalog Stocked Product | YES | LS | _C | _32 | 13 | 10 | 14
3139110 | 3139110 | 745.3659 | 447.2195 | Industrial Advanced | 0.6 | 12.93 | 639889884595 | ROOF MOUNTED FAN 323 CFM 115V RAL 7035 | REPLACES PN 3169007 3149410 | 1 | 469.5805 | Catalog Stocked Product | YES | LS | _C | _32 | 13 | 10 | 14
3140100 | 3140100 | 910.3065 | 546.1839 | Industrial Advanced | 0.6 | 14.021 | 639889884601 | ROOF MOUNT FAN 530 CFM 230V RAL 7035 | REPLACES PN 3149820 | 1 | 573.4931 | Catalog Stocked Product | YES | LS | _C | _32 | 13 | 10 | 14
3140110 | 3140110 | 959.8782 | 575.9269 | Industrial Advanced | 0.6 | 14.109 | 639889884618 | ROOF MOUNT FAN 518 CFM 115V RAL 7035 | REPLACES PN 3149810 | 1 | 604.7233 | Catalog Stocked Product | YES | LS | _C | _32 | 13 | 10 | 14
3140140 | 3140140 | 1053.8742 | 632.3245 | Industrial Advanced | 0.6 | 13.272 | 639889884625 | ROOF MOUNT FAN 512 CFM 400V RAL 7035 | REPLACES PN 3149840 | 1 | 663.9407 | Catalog Stocked Product | YES | LS | _C | _32 | 13 | 10 | 14
3140500 | 3140500 | 1208.0724 | 724.8434 | Industrial Advanced | 0.6 | 12.831 | 639889884632 | ROOF MOUNT FAN 589 CFM 230V RAL 7035 | 200 - 240 V 50_60 Hz | 1 | 761.0856 | Catalog Non-Stocked Product | NO | LN | _C | _32 | 13 | 10 | 14
3140510 | 3140510 | 1246.7898 | 748.0739 | Industrial Advanced | 0.6 | 13.228 | 639889884649 | ROOF MOUNT FAN 589 CFM 115V RAL 7035 | 100-130 V, 50/60 Hz | 1 | 785.4776 | Catalog Stocked Product | YES | LS | _C | _32 | 13 | 10 | 14
3144000 | 3144000 | 684.0447 | 410.4268 | Industrial Advanced | 0.6 | 4.453 | 639889213654 | 19IN RACKMOUNT BLOWER 188CFM 220V | SK 19" CROSS-FLOW FAN 220 V F. STEEL ELEC. CABINET | 1 | 430.9482 | Catalog Non-Stocked Product | NO | LN | _C | _32 | 12 | 10 | 14
3145000 | 3145000 | 684.0447 | 410.4268 | Industrial Advanced | 0.6 | 4.497 | 639889213708 | 19IN RACKMOUNT BLOWER 188CFM 115V | UNIT | 1 | 430.9482 | Catalog Non-Stocked Product | NO | LN | _C | _32 | 12 | 50 | 14
3159100 | 3159100 | 486.5412 | 291.9247 | Industrial Advanced | 0.6 | 0.54 | 639889010949 | AC COMFORT CONTROLLER DIAGNOSTICS CABLE | RIDIAG FOR RTT AIR CONDITIONERS WITH COMFORT CONTROLLER | 1 | 306.521 | Catalog Non-Stocked Product | NO | LN | _C | _40 | 60 | 10 | 14
3166115 | 3166115 | 1533.1419 | 1303.1706 | IT Advanced | 0.85 | 26.146 | 639889928336 | LOW NOISE ROOF FAN 100 - 130V |  | 1 | 1149.8564 | Catalog Non-Stocked Product | NO | LN | _D | _44 | 31 | 10 | 24
3170000 | 3170000 | 39.0195 | 29.2646 | Spare Parts | 0.75 | 0.011 | 639889215405 | STANDARD FILTER MAT FOR 3150-3160 | STANDARD FILTER MAT | 5 | 24.5823 | Stocked Spare Part Product | YES | L2 | _E | _52 | 13 | 40 | SP
3170100 | 3170100 | 37.7886 | 28.3415 | Spare Parts | 0.75 | 0.009 | 639889205192 | STANDARD FILTER MAT FOR 3150 | STANDARD FILTER MAT SIZE 4.92H X 4.92W X 0.20D | 5 | 23.8068 | Stocked Spare Part Product | YES | L2 | _E | _52 | 13 | 40 | SP
3171000 | 3171000 | 54.8981 | 41.1736 | Spare Parts | 0.75 | 0.024 | 639889215450 | STANDARD FILTER MAT FOR 3151-3161 | STANDARD FILTER MAT SIZE 7.60H X 7.60W X 0.79D | 5 | 34.5858 | Stocked Spare Part Product | YES | L2 | _E | _52 | 13 | 40 | SP
3171100 | 3171100 | 56.0059 | 33.6036 | Industrial Advanced | 0.6 | 0.022 | 639889274129 | STD FILTER MAT FOR 3239.XXX _ 3323XXX | STANDARD FILTER MAT SIZE 6.81H X 6.81W X 0.67D | 5 | 35.2837 | Catalog Stocked Product | YES | LS | _C | _40 | 51 | 10 | 14
3171105 | 3171105 | 558.6048 | 335.1629 | Industrial Advanced | 0.6 | 0.033 | 639889898622 | STD FILTER MAT FOR 3239.XXX _ 3323XXX | STANDARD FILTER MAT SIZE 6.81H X 6.81W X 0.67D | 50 | 351.921 | Catalog Stocked Product | YES | LS | _C | _40 | 52 | 10 | 14
3172000 | 3172000 | 62.1604 | 46.6203 | Spare Parts | 0.75 | 0.046 | 639889215504 | STANDARD FILTER MAT FOR 3152-3162 | STANDARD FILTER MAT | 5 | 39.1611 | Stocked Spare Part Product | YES | L2 | _E | _52 | 13 | 40 | SP
3172100 | 3172100 | 63.3913 | 38.0348 | Industrial Advanced | 0.6 | 0.044 | 639889274136 | STD FILTER MAT F- 3240-3241- 3324-3325 | STANDARD FILTER MAT SIZE 8.70H X 8.70W X 0.67D | 5 | 39.9366 | Catalog Stocked Product | YES | LS | _C | _40 | 51 | 10 | 14
3172105 | 3172105 | 392.5452 | 235.5271 | Industrial Advanced | 0.6 | 0.051 | 639889896031 | FILTER MAT DISPENSER 3240_3241 (50 PCS) | DIN EN 779 FILTER CLASS G3 | 50 | 247.3035 | Catalog Non-Stocked Product | NO | LN | _C | _40 | 52 | 10 | 14
3173000 | 3173000 | 82.9627 | 62.222 | Spare Parts | 0.75 | 0.064 | 639889215559 | STANDARD FILTER MAT FOR 3153-3163 | STANDARD FILTER MAT | 5 | 52.2665 | Stocked Spare Part Product | YES | L2 | _E | _52 | 13 | 40 | SP
3173100 | 3173100 | 84.5628 | 50.7377 | Industrial Advanced | 0.6 | 0.053 | 639889274143 | STD FILTER MAT FOR 3243-3244- 3326 | STANDARD FILTER MAT SIZE 11.38H X 11.38W X 0.67D | 5 | 53.2746 | Catalog Stocked Product | YES | LS | _C | _40 | 51 | 10 | 14
3173105 | 3173105 | 588.0345 | 352.8207 | Industrial Advanced | 0.6 | 0.075 | 639889896062 | FILTER MAT DISPENSER 3243_3244 (50 PCS) | DIN EN 779 FILTER CLASS G3 | 50 | 370.4617 | Catalog Non-Stocked Product | NO | LN | _C | _40 | 51 | 10 | 14
3174000 | 3174000 | 67.2071 | 40.3243 | Industrial Advanced | 0.6 | 0.06 | 639889215603 | STANDARD FILTER MAT FOR 3175 | STANDARD FILTER MAT | 3 | 42.3405 | Catalog Non-Stocked Product | NO | LN | _C | _40 | 51 | 10 | 14
3174100 | 3174100 | 68.5611 | 41.1367 | Industrial Advanced | 0.6 | 0.018 | 639889884656 | FILTER FOR 3138 3139 3140 3141 (12PCS) | REPLACES PN 3174000 | 12 | 43.1935 | Catalog Stocked Product | YES | LS | _C | _40 | 51 | 10 | 14
3175000 | 3175000 | 119.6211 | 71.7727 | Industrial Advanced | 0.6 | 1.499 | 639889215658 | FILTER HOLDER AND MAT FOR 3148 RAL 7035 | FILTER HOLDER AND MAT FOR ROOF VENT | 1 | 75.3613 | Catalog Non-Stocked Product | NO | LN | _C | _40 | 51 | 10 | 14
3176000 | 3176000 | 170.5356 | 102.3214 | Industrial Advanced | 0.6 | 0.794 | 639889215702 | FRONT OUTLET GRILL | FRONT OUTLET GRILL 2U | 1 | 107.4374 | Catalog Non-Stocked Product | NO | LN | _C | _32 | 12 | 10 | 14
3177000 | 3177000 | 64.7453 | 38.8472 | Industrial Advanced | 0.6 | 0.011 | 639889215757 | STANDARD FILTER MAT FOR 3144-3145 3176 | STANDARD FILTER MAT SIZE 16.73H X 3.35W X 0.31D | 5 | 40.7896 | Catalog Non-Stocked Product | NO | LN | _C | _40 | 51 | 10 | 14
3181100 | 3181100 | 56.0059 | 33.6036 | Industrial Advanced | 0.6 | 0.018 | 639889205208 | FINE FILTER MAT FOR 3237.XXXX _ 3321XXX | FINE FILTER MAT SIZE 6.81H X 6.81W X 0.47D | 5 | 35.2837 | Catalog Stocked Product | YES | LS | _C | _40 | 51 | 10 | 14
3182100 | 3182100 | 64.7453 | 38.8472 | Industrial Advanced | 0.6 | 0.018 | 639889205222 | FINE FILTER MAT F- 3240-3241- 3324-3325 | FINE FILTER MAT SIZE 8.70H X 8.70W X 0.47D in | 5 | 40.7896 | Catalog Stocked Product | YES | LS | _C | _40 | 51 | 10 | 14
3183100 | 3183100 | 85.7937 | 51.4762 | Industrial Advanced | 0.6 | 0.051 | 639889205239 | FINE FILTER MAT FOR 3243-3244- 3326-3327 | FINE FILTER MAT SIZE 11.38H X 11.38W X 0.47D | 5 | 54.05 | Catalog Stocked Product | YES | LS | _C | _40 | 51 | 10 | 14
3185030 | 3185030 | 10413.9735 | 6248.3841 | Industrial Advanced | 0.6 | 491.623 | 639889912069 | BLUE E+ 1.3 KW INTEGRATED COOLING UNIT | 2200MM X 800MM X 600MM, 110-240VAC, 380-480VAC, 50/60 HZ | 1 | 6560.8033 | Catalog Non-Stocked Product | NO | LN | _C | _31 | 02 | 10 | 14
3185330 | 3185330 | 8821.6365 | 5292.9819 | Industrial Advanced | 0.6 | 105.82 | 639889925670 | AC 5118BTU MULTIVOLT 50-60HZ TYPE 3R/4 |  | 1 | 5557.631 | Catalog Stocked Product | YES | L8 | _C | _31 | 03 | 10 | 14
3185530 | 3185530 | 7735.7589 | 4641.4553 | Industrial Advanced | 0.6 | 102.238 | 639889911727 | AC 5119BTU MULTIVOLTAGE 50-60HZ SSl | SIDEMTG, COMFORT CONTR, RAL9007, NANOCOATED CONDENSER | 1 | 4873.5281 | Catalog Stocked Product | YES | L8 | _C | _31 | 03 | 01 | 14
3185730 | 3185730 | 6044.2785 | 3626.5671 | Industrial Advanced | 0.6 | 124.008 | 639889911710 | AC 4436BTU MULTIVOLTAGE 50-60HZ TYPE 12 | ROOF MOUNT, COMFORT CONTR, RAL7035, NANOCOATED CONDENSER | 1 | 3807.8955 | Catalog Stocked Product | YES | LS | _C | _31 | 02 | 10 | 14
3185830 | 3185830 | 6044.2785 | 3626.5671 | Industrial Advanced | 0.6 | 101.411 | 639889878242 | AC 5119BTU MULTIVOLTAGE 50-60HZ TYPE 12 | SIDEMTG, COMFORT CONTR, RAL7035, NANOCOATED CONDENSER, CONDE | 1 | 3807.8955 | Catalog Stocked Product | YES | LS | _C | _31 | 03 | 10 | 14
3186630 | 3186630 | 9667.3767 | 5800.426 | Industrial Advanced | 0.6 | 162.698 | 639889911734 | AC 6824BTU MULTIVOLTAGE 50-60HZ SS | SIDEMTG, COMFORT CONTR, RAL9007, NANOCOATED CONDENSER | 1 | 6090.4473 | Catalog Non-Stocked Product | NO | LN | _C | _31 | 03 | 01 | 14
3186930 | 3186930 | 6166.9209 | 3700.1525 | Industrial Advanced | 0.6 | 162.698 | 639889878259 | AC 6824BTU MULTIVOLTAGE 50-60HZ TYPE 12 | SIDEMTG, COMFORT CONTR, RAL7035, NANOCOATED CONDENSER, CONDE | 1 | 3885.1602 | Catalog Stocked Product | YES | LS | _C | _31 | 03 | 10 | 14
3187630 | 3187630 | 10710.2847 | 6426.1708 | Industrial Advanced | 0.6 | 166.446 | 639889911741 | AC 8879 BTU MULTIVOLTAGE 50-60HZ SS | SIDEMTG, COMFORT CONTR, RAL9007, NANOCOATED CONDENSER | 1 | 6747.4794 | Catalog Non-Stocked Product | NO | LN | _C | _31 | 03 | 01 | 14
3187930 | 3187930 | 7083.1581 | 4249.8949 | Industrial Advanced | 0.6 | 166.446 | 639889878266 | AC 8879 BTU MULTIVOLTAGE 50-60HZ TYPE 12 | SIDEMTG, COMFORT CONTR, RAL7035, NANOCOATED CONDENSER, CONDE | 1 | 4462.3896 | Catalog Stocked Product | YES | LS | _C | _31 | 03 | 10 | 14
3188340 | 3188340 | 13246.0506 | 7947.6304 | Industrial Advanced | 0.6 | 196.759 | 639889929968 | BLUE e+ AC -12 966BTU MULTIVOLT 50-60HZ |  | 1 | 8345.0119 | Catalog Non-Stocked Product | NO | LN | _C | _31 | 03 | 10 | 14
3188640 | 3188640 | 11918.8047 | 7151.2828 | Industrial Advanced | 0.6 | 200.617 | 639889911758 | AC 14343 BTU 380-480V 3PH 50-60HZ SS | SIDEMTG, COMFORT CONTR, RAL9007, NANOCOATED CONDENSER | 1 | 7508.847 | Catalog Non-Stocked Product | NO | LN | _C | _31 | 03 | 1E | 14
3188940 | 3188940 | 9188.4447 | 5513.0668 | Industrial Advanced | 0.6 | 200.617 | 639889878273 | AC 14343 BTU 380-480V 3PH 50-60HZ TYPE12 | SIDEMTG, COMFORT CONTR, RAL7035, NANOCOATED CONDENSER, CONDE | 1 | 5788.7202 | Catalog Stocked Product | YES | LS | _C | _31 | 03 | 10 | 14
3188945 | 3188945 | 11971.1739 | 7182.7043 | Industrial Advanced | 0.6 | 0 | 639889929999 | BLUE e+ AC WALL MOUNTED 4200W |  | 1 | 7541.8396 | Catalog Non-Stocked Product | NO | LN | _C | _31 | 03 | 10 | 14
3189340 | 3189340 | 15564.9543 | 9338.9726 | Industrial Advanced | 0.6 | 196.208 | 639889929975 | BLUE e+ AC - 17061BTU MULTIVOLT 50-60HZ |  | 1 | 9805.9212 | Catalog Non-Stocked Product | NO | LN | _C | _31 | 03 | 10 | 14
3189640 | 3189640 | 14897.3589 | 8938.4153 | Industrial Advanced | 0.6 | 200.617 | 639889911765 | AC 19808 BTU 380-480V 3PH 50-60HZ SS | SIDEMTG, COMFORT CONTR, RAL9007, NANOCOATED CONDENSER | 1 | 9385.3361 | Catalog Non-Stocked Product | NO | LN | _C | _31 | 03 | 1E | 14
3189940 | 3189940 | 12895.1322 | 7737.0793 | Industrial Advanced | 0.6 | 200.617 | 639889878280 | AC 19808 BTU 380-480V 3PH 50-60HZ TYPE12 | SIDEMTG, COMFORT CONTR, RAL7035, NANOCOATED CONDENSER, CONDE | 1 | 8123.9333 | Catalog Stocked Product | YES | LS | _C | _31 | 03 | 10 | 14
3189945 | 3189945 | 14478.2934 | 8686.976 | Industrial Advanced | 0.6 | 0 | 639889930001 | BLUE e+ AC WALL MOUNTED 5800W |  | 1 | 9121.3248 | Catalog Non-Stocked Product | NO | LN | _C | _31 | 03 | 10 | 14
3201050 | 3201050 | 33.8498 | 20.3099 | Industrial Advanced | 0.6 | 0.007 | 639889861220 | FOAM FILTER FOR RTC 3201200 3201300 | FOR THERMOELECTRIC COOLER | 5 | 21.3253 | Catalog Non-Stocked Product | NO | LN | _C | _40 | 51 | 10 | 14
3201070 | 3201070 | 60.8065 | 36.4839 | Industrial Advanced | 0.6 | 0.207 | 639889884540 | SK BUS SYSTEM MASTER SLAVE ADAPTER | PARALLEL OPERATION OF UP TO 5 THERMOELECTRIC COOLERS | 1 | 38.3081 | Catalog Non-Stocked Product | NO | LN | _C | _40 | 53 | 10 | 14
3201200 | 3201200 | 2488.9917 | 1493.395 | Industrial Advanced | 0.6 | 9.656 | 639889861237 | THERMOELECTRIC COOLER 341BTU 100-240VAC | 100-230 V (AC) 50/60 Hz | 1 | 1568.0648 | Catalog Stocked Product | YES | LS | _C | _31 | 04 | 10 | 14
3201300 | 3201300 | 2161.3485 | 1296.8091 | Industrial Advanced | 0.6 | 7.604 | 639889861244 | THERMOELECTRIC COOLER 341BTU 24VDC | 24 V DC | 1 | 1361.6496 | Catalog Stocked Product | YES | LS | _C | _31 | 04 | 10 | 14
3201800 | 3201800 | 2588.1351 | 1552.8811 | Industrial Advanced | 0.6 | 59.083 | 639889917286 | DOOR VX25 MOD CLIMATE CONTROL LESS A/C |  | 1 | 1630.5251 | Catalog Non-Stocked Product | NO | LN | _C | _31 | 01 | 10 | 14
3201810 | 3201810 | 2659.9749 | 1595.9849 | Industrial Advanced | 0.6 | 67.019 | 639889917293 | DOOR VX25 MOD CLIMATE CONTROL LESS A/C |  | 1 | 1675.7842 | Catalog Non-Stocked Product | NO | LN | _C | _31 | 01 | 10 | 14
3201820 | 3201820 | 2871.354 | 1722.8124 | Industrial Advanced | 0.6 | 82.451 | 639889917309 | DOOR VX25 MOD CLIMATE CONTROL LESS A/C |  | 1 | 1808.953 | Catalog Non-Stocked Product | NO | LN | _C | _31 | 01 | 10 | 14
3201830 | 3201830 | 2944.4247 | 1766.6548 | Industrial Advanced | 0.6 | 93.034 | 639889917316 | DOOR VX25 MOD CLIMATE CONTROL LESS A/C |  | 1 | 1854.9876 | Catalog Non-Stocked Product | NO | LN | _C | _31 | 01 | 10 | 14
3201840 | 3201840 | 2659.9749 | 1595.9849 | Industrial Advanced | 0.6 | 59.083 | 639889917323 | DOOR VX25 MOD CLIMATE CONTROL LESS A/C |  | 1 | 1675.7842 | Catalog Non-Stocked Product | NO | LN | _C | _31 | 01 | 10 | 14
3201850 | 3201850 | 2654.8275 | 1592.8965 | Industrial Advanced | 0.6 | 67.46 | 639889917330 | DOOR VX25 MOD CLIMATE CONTROL LESS A/C |  | 1 | 1672.5413 | Catalog Non-Stocked Product | NO | LN | _C | _31 | 01 | 10 | 14
3201900 | 3201900 | 123.3138 | 73.9883 | Industrial Advanced | 0.6 | 0.146 | 639889871410 | FITTING FOR AIR-WATER HEX | G3/8" INTERNAL THREAD FITTING | 2 | 77.6877 | Catalog Non-Stocked Product | NO | LN | _C | _40 | 51 | 10 | 14
3201960 | 3201960 | 594.5247 | 356.7148 | Industrial Advanced | 0.6 | 7.086 | 639889867093 | TRANSFORMER AW HEX 400 TO 230V | TRANSFORMER A/W HEX FOR 400V | 1 | 374.5506 | Catalog Non-Stocked Product | NO | LN | _C | _40 | 53 | 10 | 14
3201970 | 3201970 | 512.3901 | 307.4341 | Industrial Advanced | 0.6 | 5.192 | 639889867086 | TRANSFORMER AW HEX 115 TO 230V | TRANSFORMER A/W HEX FOR 115V | 1 | 322.8058 | Catalog Non-Stocked Product | NO | LN | _C | _40 | 53 | 10 | 14
3201990 | 3201990 | 806.9109 | 484.1465 | Industrial Advanced | 0.6 | 10.097 | 639889903081 | CONNECTING HOSE FOR RTT A/W HEX | L:3600 mm | 1 | 508.3539 | Catalog Non-Stocked Product | NO | LN | _C | _40 | 51 | 10 | 14
3209100 | 3209100 | 3433.8753 | 2060.3252 | Industrial Advanced | 0.6 | 77.16 | 639889375260 | A-W HEX 8530BTU 230V 50-60HZ TYPE 12 | ROOFMTG, BASIC CONTROL, RAL 7035, STEEL | 1 | 2163.3414 | Catalog Non-Stocked Product | NO | LN | _C | _34 | 31 | 10 | 14
3209500 | 3209500 | 3812.433 | 2287.4598 | Industrial Advanced | 0.6 | 74.956 | 639889375321 | A-W HEX 8530BTU 230V 50-60HZ TYPE 12 | ROOFMTG, COMFORT CONTROL, RAL 7035, STEEL | 1 | 2401.8328 | Catalog Non-Stocked Product | NO | LN | _C | _34 | 31 | 10 | 14
3209540 | 3209540 | 3694.8261 | 2216.8957 | Industrial Advanced | 0.6 | 80.099 | 639889375369 | A-W HEX 8530BTU 400V 2PH 50-60HZ TYPE12 |  | 1 | 2327.7404 | Catalog Non-Stocked Product | NO | LN | _C | _34 | 31 | 10 | 14
3210100 | 3210100 | 4360.6311 | 2616.3787 | Industrial Advanced | 0.6 | 79.365 | 639889375383 | A-W HEX 13661BTU 230V 50-60HZ TYPE12 | ROOFMTG, BASIC CONTROL, RAL 7035, STEEL | 1 | 2747.1976 | Catalog Non-Stocked Product | NO | LN | _C | _34 | 31 | 10 | 14
3210500 | 3210500 | 4739.0769 | 2843.4461 | Industrial Advanced | 0.6 | 79.365 | 639889375444 | A-W HEX 13661BTU 230V 50-60HZ TYPE12 | ROOFMTG, COMFORT CONTROL, RAL 7035, STEEL | 1 | 2985.6184 | Catalog Non-Stocked Product | NO | LN | _C | _34 | 31 | 10 | 14
3210510 | 3210510 | 5351.1699 | 3210.7019 | Industrial Advanced | 0.6 | 83.774 | 639889375468 | A-W HEX 13661BTU 115V 50-60HZ TYPE12 | ROOFMTG, COMFORT CONTROL, RAL 7035, STEEL | 1 | 3371.237 | Catalog Non-Stocked Product | NO | LN | _C | _34 | 31 | 70 | 14
3210540 | 3210540 | 5338.1895 | 3202.9137 | Industrial Advanced | 0.6 | 83.774 | 639889375482 | A-W HEX 13661BTU 230V 50-60HZ TYPE12 | ROOFMTG, COMFORT CONTROL, RAL 7035, STEEL | 1 | 3363.0594 | Catalog Non-Stocked Product | NO | LN | _C | _34 | 31 | 50 | 14
3212024 | 3212024 | 1686.333 | 1011.7998 | Industrial Advanced | 0.6 | 7.138 | 639889375505 | A-W HEX 1025BTU 24V DC TYPE 12 | SIDEMTG, RAL 7035, STEEL | 1 | 1062.3898 | Catalog Stocked Product | YES | L8 | _C | _34 | 32 | 10 | 14
3212115 | 3212115 | 1605.4293 | 963.2576 | Industrial Advanced | 0.6 | 6.966 | 639889375512 | A-W HEX 1025BTU 115V 50-60HZ TYPE 12 | SIDEMTG, RAL 7035, STEEL | 1 | 1011.4205 | Catalog Non-Stocked Product | NO | LN | _C | _34 | 32 | 10 | 14
3212230 | 3212230 | 1605.4293 | 963.2576 | Industrial Advanced | 0.6 | 7.555 | 639889375529 | A-W HEX 1025BTU 230V 50-60HZ TYPE 12 | SIDEMTG, RAL 7035, STEEL | 1 | 1011.4205 | Catalog Non-Stocked Product | NO | LN | _C | _34 | 32 | 10 | 14
3213310 | 3213310 | 159.4575 | 95.6745 | Industrial Advanced | 0.6 | 3.219 | 639889002616 | AIR DIVERTER FOR AC 3304 3305 | SK 3304...SK 3305... | 1 | 100.4582 | Catalog Stocked Product | YES | LS | _C | _40 | 52 | 10 | 14
3213320 | 3213320 | 166.8429 | 100.1057 | Industrial Advanced | 0.6 | 3.342 | 639889002609 | AIR DIVERTER FOR AC 3328 3329 | F/3328/3329, RAL 7035 | 1 | 105.111 | Catalog Non-Stocked Product | NO | LN | _C | _40 | 52 | 10 | 14
3213330 | 3213330 | 214.5123 | 128.7074 | Industrial Advanced | 0.6 | 5.146 | 639889002593 | AIR DIVERTER FOR AC 3332 | F/ SK3332 | 1 | 135.1427 | Catalog Non-Stocked Product | NO | LN | _C | _40 | 52 | 10 | 14
3214100 | 3214100 | 1640.6778 | 984.4067 | Industrial Advanced | 0.6 | 14.453 | 639889345881 | A-W HEX 2049BTU 230V 50-60HZ TYPE 12 | SIDEMTG, RAL 7035, STEEL | 1 | 1033.627 | Catalog Stocked Product | YES | LS | _C | _34 | 32 | 10 | 14
3214115 | 3214115 | 1640.6778 | 984.4067 | Industrial Advanced | 0.6 | 18 | 639889060005 | A-W HEX 2049BTU 115V 50-60HZ TYPE 12 | SIDEMTG, RAL 7035, STEEL | 1 | 1033.627 | Catalog Non-Stocked Product | NO | LN | _C | _34 | 32 | 30 | 14
3214700 | 3214700 | 3351.7407 | 2011.0444 | Industrial Advanced | 0.6 | 15.123 | 639889897137 | HD A-W HEX 2219 BTU 230V 50-60HZ TYPE 4X | 304 STAINLESS STEEL | 1 | 2111.5966 | Catalog Stocked Product | YES | L8 | _C | _34 | 32 | 1E | 14
3215100 | 3215100 | 2385.8199 | 1431.4919 | Industrial Advanced | 0.6 | 31.21 | 639889345898 | A-W HEX 4269BTU 230V 50-60HZ TYPE 12 | SIDEMTG, RAL 7035, STEEL | 1 | 1503.0665 | Catalog Stocked Product | YES | LS | _C | _34 | 32 | 10 | 14
3215115 | 3215115 | 2385.8199 | 1431.4919 | Industrial Advanced | 0.6 | 35 | 639889060012 | A-W HEX 4269BTU 115V 50-60HZ TYPE 12 | SIDEMTG, RAL 7035, STEEL | 1 | 1503.0665 | Catalog Non-Stocked Product | NO | LN | _C | _34 | 32 | 30 | 14
3215700 | 3215700 | 4653.0258 | 2791.8155 | Industrial Advanced | 0.6 | 30.864 | 639889897144 | HD A-W HEX 4098 BTU 230V 50-60HZ TYPE 4X | 304 STAINLESS STEEL | 1 | 2931.4063 | Catalog Non-Stocked Product | NO | LN | _C | _34 | 32 | 1E | 14
3216480 | 3216480 | 9726.1242 | 5835.6745 | Industrial Advanced | 0.6 | 198.413 | 639889836334 | A-W HEX 23885BTU 400-480V 50-60HZ TYPE12 | SIDEMTG, RAL 7035, STEEL | 1 | 6127.4582 | Catalog Non-Stocked Product | NO | LN | _C | _34 | 32 | 10 | 14
3235440 | 3235440 | 1000.4979 | 600.2987 | Industrial Advanced | 0.6 | 1.124 | 639889859944 | FAN SPEED CONTROL FOR EC FANS | FOR 3245 | 1 | 630.3137 | Catalog Stocked Product | YES | LS | _C | _40 | 53 | 10 | 14
3235450 | 3235450 | 188.4396 | 113.0638 | Industrial Advanced | 0.6 | 0.445 | 639889872264 | EC FAN SPEED CONTROL ACESSORY | NTC SENSOR FOR TEMPERATURE DEPENDENT SPEED CONTROL | 1 | 118.7169 | Catalog Non-Stocked Product | NO | LN | _C | _40 | 53 | 10 | 14
3236124 | 3236124 | 144.1272 | 86.4763 | Industrial Advanced | 0.6 | 0.265 | 639889860421 | FAN 12 CFM 24 V DC | WITH FINGER GUARD | 1 | 90.8001 | Catalog Non-Stocked Product | NO | LN | _C | _32 | 11 | 10 | 14
3237020 | 3237020 | 52.9287 | 31.7572 | Industrial Advanced | 0.6 | 0.007 | 639889861251 | BLANK COVER FOR 3237 | FOR COVERING CUTOUT SK 3237.XXX AND 3321.XXX | 2 | 33.3451 | Catalog Non-Stocked Product | NO | LN | _C | _40 | 51 | 10 | 14
3237060 | 3237060 | 165.2763 | 99.1658 | Industrial Advanced | 0.6 | 0.326 | 639889861268 | EMC OUTLET FILTER FOR 3237 | RAL7035 | 1 | 104.1241 | Catalog Stocked Product | YES | LS | _C | _32 | 11 | 10 | 14
3237066 | 3237066 | 40.2504 | 24.1503 | Industrial Advanced | 0.6 | 0.004 | 639889861275 | EMC FILTER MATS FOR 3237.6XX | AND 3237.060, REPLACEMENT FILTER MATS | 5 | 25.3578 | Catalog Non-Stocked Product | NO | LN | _C | _40 | 51 | 10 | 14
3237080 | 3237080 | 234.7662 | 140.8597 | Industrial Advanced | 0.6 | 2.557 | 639889859678 | TYPE 3R FAN SHROUD FOR 3237 STAINLESS | 304 STAINLESS STEEL | 1 | 147.9027 | Catalog Stocked Product | YES | LS | _C | _40 | 51 | 1E | 14
3237085 | 3237085 | 213.8409 | 128.3045 | Industrial Advanced | 0.6 | 2.701 | 639889859777 | TYPE 3R FAN SHROUD FOR 3237 FANS | RAL 7035 PAINTED CARBON STEEL | 1 | 134.7198 | Catalog Stocked Product | YES | LS | _C | _40 | 51 | 7E | 14
3237090 | 3237090 | 122.9781 | 73.7869 | Industrial Advanced | 0.6 | 1.75 | 639889904675 | TYPE 3R FAN SHROUD FOR 3237 FANS | RAL 7035 PAINTED CARBON STEEL | 1 | 77.4762 | Catalog Non-Stocked Product | NO | LN | _C | _40 | 51 | 70 | 14
3237100 | 3237100 | 166.731 | 100.0386 | Industrial Advanced | 0.6 | 1.014 | 639889858220 | FILTER FAN 15CFM | 230 V 50/60 Hz | 1 | 105.0405 | Catalog Stocked Product | YES | LS | _C | _32 | 11 | 10 | 14
3237108 | 3237108 | 180.2709 | 108.1625 | Industrial Advanced | 0.6 | 1.032 | 639889924307 | FILTER FAN 15CFM RAL9005 |  | 1 | 113.5707 | Catalog Non-Stocked Product | NO | LN | _C | _32 | 11 | 10 | 14
3237110 | 3237110 | 166.731 | 100.0386 | Industrial Advanced | 0.6 | 1.058 | 639889858237 | FILTER FAN 15CFM | 115V 50/60 HZ | 1 | 105.0405 | Catalog Stocked Product | YES | LS | _C | _32 | 11 | 10 | 14
3237118 | 3237118 | 179.8233 | 107.894 | Industrial Advanced | 0.6 | 3.042 | 639889924390 | FILTER FAN 15CFM RAL9005 |  | 1 | 113.2887 | Catalog Non-Stocked Product | NO | LN | _C | _32 | 11 | 10 | 14
3237124 | 3237124 | 179.04 | 107.424 | Industrial Advanced | 0.6 | 0.661 | 639889858244 | FILTER FAN 12CFM | 24 V DC | 1 | 112.7952 | Catalog Stocked Product | YES | LS | _C | _32 | 11 | 10 | 14
3237200 | 3237200 | 49.7843 | 29.8706 | Industrial Advanced | 0.6 | 0.265 | 639889858251 | OUTLET FILTER FOR 3237 | RAL7035 | 1 | 31.3641 | Catalog Stocked Product | YES | LS | _C | _32 | 11 | 10 | 14
3237208 | 3237208 | 59.9784 | 35.987 | Industrial Advanced | 0.6 | 0.265 | 639889924451 | OUTLET FILTER FOR 3237 RAL9005 |  | 1 | 37.7864 | Catalog Non-Stocked Product | NO | LN | _C | _32 | 11 | 10 | 14
3237600 | 3237600 | 408.8826 | 245.3296 | Industrial Advanced | 0.6 | 1.071 | 639889861282 | EMC FILTER FAN 14 CFM | 230 V 50-60 Hz | 1 | 257.596 | Catalog Non-Stocked Product | NO | LN | _C | _32 | 11 | 10 | 14
3237610 | 3237610 | 408.8826 | 245.3296 | Industrial Advanced | 0.6 | 1.06 | 639889859449 | EMC FILTER FAN 15CFM | 115 V 50_60 HZ | 1 | 257.596 | Catalog Non-Stocked Product | NO | LN | _C | _32 | 11 | 70 | 14
3238020 | 3238020 | 58.0985 | 34.8591 | Industrial Advanced | 0.6 | 0.011 | 639889861299 | BLANK COVER FOR 3238 | FOR COVERING CUTOUT SK 3238.XXX AND 3322.XXX | 2 | 36.602 | Catalog Non-Stocked Product | NO | LN | _C | _40 | 52 | 10 | 14
3238055 | 3238055 | 34.5883 | 20.753 | Industrial Advanced | 0.6 | 0.009 | 639889861305 | FINE FILTER MAT FOR 3238 |  | 5 | 21.7906 | Catalog Stocked Product | YES | LS | _C | _40 | 51 | 10 | 14
3238060 | 3238060 | 237.6756 | 142.6054 | Industrial Advanced | 0.6 | 0.43 | 639889861312 | EMC OUTLET FILTER FOR 3238 | RAL7035 | 1 | 149.7356 | Catalog Stocked Product | YES | LS | _C | _32 | 11 | 10 | 14
3238066 | 3238066 | 64.4992 | 38.6995 | Industrial Advanced | 0.6 | 0.009 | 639889861329 | EMC FILTER MATS FOR 3238.6XX | AND 3238.060, REPLACEMENT FILTER MATS | 5 | 40.6345 | Catalog Non-Stocked Product | NO | LN | _C | _40 | 51 | 10 | 14
3238080 | 3238080 | 261.846 | 157.1076 | Industrial Advanced | 0.6 | 3.395 | 639889859685 | TYPE 3R-4X FAN SHROUD FOR 3238 SS | 304 STAINLESS STEEL | 1 | 164.963 | Catalog Stocked Product | YES | LS | _C | _40 | 51 | 1E | 14
3238085 | 3238085 | 236.6685 | 142.0011 | Industrial Advanced | 0.6 | 8.501 | 639889859739 | TYPE 3R-4 FAN SHROUD FOR 3238 FANS 7035 | RAL 7035 PAINTED CARBON STEEL | 1 | 149.1012 | Catalog Stocked Product | YES | LS | _C | _40 | 51 | 7E | 14
3238090 | 3238090 | 128.4612 | 77.0767 | Industrial Advanced | 0.6 | 3.999 | 639889904682 | TYPE 3R FAN SHROUD FOR 3238 FANS | RAL 7035 PAINTED CARBON STEEL | 1 | 80.9306 | Catalog Stocked Product | YES | L8 | _C | _40 | 51 | 70 | 14
3238100 | 3238100 | 268.56 | 161.136 | Industrial Advanced | 0.6 | 1.984 | 639889858268 | FILTER FAN 39CFM | 230 V 50-60 Hz | 1 | 169.1928 | Catalog Stocked Product | YES | LS | _C | _32 | 11 | 10 | 14
3238108 | 3238108 | 289.5972 | 173.7583 | Industrial Advanced | 0.6 | 1.984 | 639889924314 | FILTER FAN 39CFM RAL9005 |  | 1 | 182.4462 | Catalog Non-Stocked Product | NO | LN | _C | _32 | 11 | 10 | 14
3238110 | 3238110 | 268.56 | 161.136 | Industrial Advanced | 0.6 | 1.984 | 639889858275 | FILTER FAN 39CFM | 115 V 50/60 Hz | 1 | 169.1928 | Catalog Stocked Product | YES | LS | _C | _32 | 11 | 10 | 14
3238118 | 3238118 | 289.5972 | 173.7583 | Industrial Advanced | 0.6 | 1.764 | 639889924406 | FILTER FAN 39CFM RAL9005 |  | 1 | 182.4462 | Catalog Non-Stocked Product | NO | LN | _C | _32 | 11 | 10 | 14
3238124 | 3238124 | 311.6415 | 186.9849 | Industrial Advanced | 0.6 | 1.411 | 639889858282 | FILTER FAN 32CFM | 24 V DC | 1 | 196.3341 | Catalog Stocked Product | YES | LS | _C | _32 | 11 | 10 | 14
3238200 | 3238200 | 69.4451 | 41.6671 | Industrial Advanced | 0.6 | 0.397 | 639889858299 | OUTLET FILTER FOR 3238 | RAL7035 | 1 | 43.7504 | Catalog Stocked Product | YES | LS | _C | _32 | 11 | 10 | 14
3238208 | 3238208 | 83.6564 | 50.1939 | Industrial Advanced | 0.6 | 0.397 | 639889924468 | OUTLET FILTER FOR 3238 RAL9005 |  | 1 | 52.7036 | Catalog Non-Stocked Product | NO | LN | _C | _32 | 11 | 10 | 14
3238500 | 3238500 | 313.2081 | 187.9249 | Industrial Advanced | 0.6 | 1.378 | 639889868977 | EC FILTER FAN 39CFM | 230V 50/60 HZ | 1 | 197.3211 | Catalog Non-Stocked Product | NO | LN | _C | _32 | 11 | 10 | 14
3238600 | 3238600 | 569.4591 | 341.6755 | Industrial Advanced | 0.6 | 2.028 | 639889861336 | EMC FILTER FAN 39 CFM | 230 V 50/60 Hz | 1 | 358.7592 | Catalog Non-Stocked Product | NO | LN | _C | _32 | 11 | 10 | 14
3239020 | 3239020 | 66.7148 | 40.0289 | Industrial Advanced | 0.6 | 0.033 | 639889861343 | BLANK COVER FOR 3240 | FOR COVERING CUTOUT SK 3239.XXX AND 3323.XXX, | 2 | 42.0303 | Catalog Non-Stocked Product | NO | LN | _C | _40 | 51 | 10 | 14
3239060 | 3239060 | 299.4444 | 179.6666 | Industrial Advanced | 0.6 | 0.91 | 639889861350 | EMC OUTLET FILTER FOR 3239 | RAL7035 | 1 | 188.65 | Catalog Stocked Product | YES | LS | _C | _32 | 11 | 10 | 14
3239066 | 3239066 | 110.5348 | 66.3209 | Industrial Advanced | 0.6 | 0.024 | 639889861367 | EMC FILTER MATS FOR 3239.6XX | AND 3239.060, REPLACEMENT FILTER MATS | 5 | 69.6369 | Catalog Stocked Product | YES | LS | _C | _40 | 51 | 10 | 14
3239080 | 3239080 | 319.1388 | 191.4833 | Industrial Advanced | 0.6 | 5.062 | 639889859692 | TYPE 3R-4X FAN SHROUD FOR 3239 | 304 STAINLESS STEEL | 1 | 201.0574 | Catalog Stocked Product | YES | LS | _C | _40 | 51 | 1E | 14
3239085 | 3239085 | 267.7767 | 160.666 | Industrial Advanced | 0.6 | 5.5 | 639889859746 | TYPE 3R-4 FAN SHROUD FOR 3239 FANS | RAL 7035 PAINTED CARBON STEEL | 1 | 168.6993 | Catalog Stocked Product | YES | LS | _C | _40 | 51 | 7E | 14
3239090 | 3239090 | 138.5322 | 83.1193 | Industrial Advanced | 0.6 | 4.799 | 639889904699 | TYPE 3R FAN SHROUD FOR 3239 FANS | RAL 7035 PAINTED CARBON STEEL | 1 | 87.2753 | Catalog Stocked Product | YES | L8 | _C | _40 | 51 | 70 | 14
3239100 | 3239100 | 317.9079 | 190.7447 | Industrial Advanced | 0.6 | 2.859 | 639889858305 | FILTER FAN 71CFM | 230 V 50-60 Hz | 1 | 200.282 | Catalog Stocked Product | YES | LS | _C | _32 | 11 | 10 | 14
3239108 | 3239108 | 343.9806 | 206.3884 | Industrial Advanced | 0.6 | 2.293 | 639889924321 | FILTER FAN 71CFM RAL9005 |  | 1 | 216.7078 | Catalog Non-Stocked Product | NO | LN | _C | _32 | 11 | 10 | 14
3239110 | 3239110 | 317.9079 | 190.7447 | Industrial Advanced | 0.6 | 2.687 | 639889858312 | FILTER FAN 71CFM | 115 V 50-60 Hz | 1 | 200.282 | Catalog Stocked Product | YES | LS | _C | _32 | 11 | 10 | 14
3239118 | 3239118 | 343.6449 | 206.1869 | Industrial Advanced | 0.6 | 2.293 | 639889924413 | FILTER FAN 71CFM RAL9005 |  | 1 | 216.4963 | Catalog Non-Stocked Product | NO | LN | _C | _32 | 11 | 10 | 14
3239124 | 3239124 | 374.865 | 224.919 | Industrial Advanced | 0.6 | 2.249 | 639889858329 | FILTER FAN 62CFM | 24 V DC | 1 | 236.165 | Catalog Stocked Product | YES | LS | _C | _32 | 11 | 10 | 14
3239200 | 3239200 | 76.7298 | 46.0379 | Industrial Advanced | 0.6 | 0.882 | 639889858336 | OUTLET FILTER FOR 3239 | RAL7035 | 1 | 48.3398 | Catalog Stocked Product | YES | LS | _C | _32 | 11 | 10 | 14
3239208 | 3239208 | 92.642 | 55.5852 | Industrial Advanced | 0.6 | 0.882 | 639889924475 | OUTLET FILTER FOR 3239 RAL9005 |  | 1 | 58.3645 | Catalog Non-Stocked Product | NO | LN | _C | _32 | 11 | 10 | 14
3239500 | 3239500 | 355.0587 | 213.0352 | Industrial Advanced | 0.6 | 2.006 | 639889868960 | EC FILTER FAN 71CFM | 230V 50/60 HZ | 1 | 223.687 | Catalog Non-Stocked Product | NO | LN | _C | _32 | 11 | 10 | 14
3239600 | 3239600 | 726.7905 | 436.0743 | Industrial Advanced | 0.6 | 2.727 | 639889861374 | EMC FILTER FAN 71 CFM | 230 V 50-60 Hz | 1 | 457.878 | Catalog Stocked Product | YES | LS | _C | _32 | 11 | 10 | 14
3239610 | 3239610 | 726.7905 | 436.0743 | Industrial Advanced | 0.6 | 2.727 | 639889859463 | EMC FILTER FAN 71CFM | 115 V 50-60 HZ | 1 | 457.878 | Catalog Non-Stocked Product | NO | LN | _C | _32 | 11 | 70 | 14
3240020 | 3240020 | 75.9465 | 45.5679 | Industrial Advanced | 0.6 | 0.049 | 639889861381 | BLANK COVER FOR 3240 | FOR COVERING CUTOUT SK 3240.XXX, 3341.XXX, 3324.XXX AND 3325.XXX | 2 | 47.8463 | Catalog Non-Stocked Product | NO | LN | _C | _40 | 51 | 10 | 14
3240060 | 3240060 | 336.2595 | 201.7557 | Industrial Advanced | 0.6 | 1.321 | 639889861398 | EMC OUTLET FILTER FOR 3240-41 | RAL7035 | 1 | 211.8435 | Catalog Stocked Product | YES | LS | _C | _32 | 11 | 10 | 14
3240066 | 3240066 | 164.7168 | 98.8301 | Industrial Advanced | 0.6 | 0.042 | 639889861404 | EMC FILTER MATS FOR 3240.6XX | 3241.6XX AND 3240.060, REPLACEMENT FILTER MATS | 5 | 103.7716 | Catalog Stocked Product | YES | LS | _C | _40 | 51 | 10 | 14
3240080 | 3240080 | 381.6909 | 229.0145 | Industrial Advanced | 0.6 | 7.326 | 639889859708 | TYPE 3R-4X FAN SHROUD FOR 3240-41 | 304 STAINLESS STEEL | 1 | 240.4653 | Catalog Stocked Product | YES | LS | _C | _40 | 51 | 1E | 14
3240085 | 3240085 | 301.9062 | 181.1437 | Industrial Advanced | 0.6 | 7.8 | 639889859753 | TYPE 3R-4 FAN SHROUD FOR 3240 FANS | RAL 7035 PAINTED CARBON STEEL | 1 | 190.2009 | Catalog Stocked Product | YES | LS | _C | _40 | 51 | 7E | 14
3240090 | 3240090 | 170.3118 | 102.1871 | Industrial Advanced | 0.6 | 7 | 639889904705 | TYPE 3R FAN SHROUD FOR 3240 FANS | RAL 7035 PAINTED CARBON STEEL | 1 | 107.2964 | Catalog Stocked Product | YES | LS | _C | _40 | 51 | 70 | 14
3240100 | 3240100 | 342.5259 | 205.5155 | Industrial Advanced | 0.6 | 4.982 | 639889858343 | FILTER FAN 94CFM | 230 V 50-60 Hz | 1 | 215.7913 | Catalog Stocked Product | YES | LS | _C | _32 | 11 | 10 | 14
3240108 | 3240108 | 370.1652 | 222.0991 | Industrial Advanced | 0.6 | 5.203 | 639889924338 | FILTER FAN 94CFM RAL9005 |  | 1 | 233.2041 | Catalog Non-Stocked Product | NO | LN | _C | _32 | 11 | 10 | 14
3240110 | 3240110 | 342.5259 | 205.5155 | Industrial Advanced | 0.6 | 4.998 | 639889858350 | FILTER FAN 94CFM | 115 V 50-60 Hz | 1 | 215.7913 | Catalog Stocked Product | YES | LS | _C | _32 | 11 | 10 | 14
3240118 | 3240118 | 370.1652 | 222.0991 | Industrial Advanced | 0.6 | 0 | 639889924420 | FILTER FAN 94CFM RAL9005 |  | 1 | 233.2041 | Catalog Non-Stocked Product | NO | LN | _C | _32 | 11 | 10 | 14
3240124 | 3240124 | 385.8312 | 231.4987 | Industrial Advanced | 0.6 | 4.718 | 639889858367 | FILTER FAN 106CFM | 24 V DC | 1 | 243.0737 | Catalog Stocked Product | YES | LS | _C | _32 | 11 | 10 | 14
3240200 | 3240200 | 90.2138 | 54.1283 | Industrial Advanced | 0.6 | 1.283 | 639889858374 | OUTLET FILTER FOR 3240-3241 | RAL7035 | 1 | 56.8347 | Catalog Stocked Product | YES | LS | _C | _32 | 11 | 10 | 14
3240208 | 3240208 | 107.8156 | 64.6894 | Industrial Advanced | 0.6 | 1.235 | 639889924482 | OUTLET FILTER FOR 3240-3241 RAL9005 |  | 1 | 67.9239 | Catalog Non-Stocked Product | NO | LN | _C | _32 | 11 | 10 | 14
3240500 | 3240500 | 496.9479 | 298.1687 | Industrial Advanced | 0.6 | 4.35 | 639889868984 | EC FILTER FAN 94CFM | 230V 50/60 HZ | 1 | 313.0772 | Catalog Stocked Product | YES | L8 | _C | _32 | 11 | 10 | 14
3240600 | 3240600 | 771.5505 | 462.9303 | Industrial Advanced | 0.6 | 5.057 | 639889861411 | EMC FILTER FAN 94CFM | 230 V 50-60 Hz | 1 | 486.0768 | Catalog Non-Stocked Product | NO | LN | _C | _32 | 11 | 10 | 14
3241100 | 3241100 | 374.865 | 224.919 | Industrial Advanced | 0.6 | 5.203 | 639889858381 | FILTER FAN 147CFM | 230 V 50-60 Hz | 1 | 236.165 | Catalog Stocked Product | YES | LS | _C | _32 | 11 | 10 | 14
3241108 | 3241108 | 405.078 | 243.0468 | Industrial Advanced | 0.6 | 4.927 | 639889924345 | FILTER FAN 147CFM RAL9005 |  | 1 | 255.1991 | Catalog Non-Stocked Product | NO | LN | _C | _32 | 11 | 10 | 14
3241110 | 3241110 | 374.865 | 224.919 | Industrial Advanced | 0.6 | 5.247 | 639889858398 | FILTER FAN 135CFM | 115 V 50-60 Hz | 1 | 236.165 | Catalog Stocked Product | YES | LS | _C | _32 | 11 | 10 | 14
3241118 | 3241118 | 404.7423 | 242.8454 | Industrial Advanced | 0.6 | 5.203 | 639889924437 | FILTER FAN 135CFM RAL9005 |  | 1 | 254.9876 | Catalog Non-Stocked Product | NO | LN | _C | _32 | 11 | 10 | 14
3241124 | 3241124 | 442.7883 | 265.673 | Industrial Advanced | 0.6 | 4.473 | 639889858404 | FILTER FAN 135CFM | 24 V DC | 1 | 278.9566 | Catalog Stocked Product | YES | LS | _C | _32 | 11 | 10 | 14
3241500 | 3241500 | 516.978 | 310.1868 | Industrial Advanced | 0.6 | 4.938 | 639889868991 | EC FILTER FAN 147CFM | 230V 50/60 HZ | 1 | 325.6961 | Catalog Non-Stocked Product | NO | LN | _C | _32 | 11 | 10 | 14
3241600 | 3241600 | 828.6195 | 497.1717 | Industrial Advanced | 0.6 | 5.015 | 639889861428 | EMC FILTER FAN 147CFM | 230 V 50-60 Hz | 1 | 522.0303 | Catalog Stocked Product | YES | L8 | _C | _32 | 11 | 10 | 14
3241610 | 3241610 | 828.6195 | 497.1717 | Industrial Advanced | 0.6 | 5.5 | 639889859487 | EMC FILTER FAN 147CFM | 115 V 50-60 HZ | 1 | 522.0303 | Catalog Stocked Product | YES | LS | _C | _32 | 11 | 70 | 14
3243020 | 3243020 | 85.1783 | 51.107 | Industrial Advanced | 0.6 | 0.084 | 639889861435 | BLANK COVER FOR 3243-44-45 | FOR COVERING CUTOUT SK 3243.XXX, 3344.XXX, SK 3245.xxx AND SK 3326.xxx | 2 | 53.6623 | Catalog Stocked Product | YES | L8 | _C | _40 | 51 | 10 | 14
3243060 | 3243060 | 367.2558 | 220.3535 | Industrial Advanced | 0.6 | 1.83 | 639889861442 | EMC OUTLET FILTER FOR 3243 | RAL7035 | 1 | 231.3712 | Catalog Stocked Product | YES | LS | _C | _32 | 11 | 10 | 14
3243066 | 3243066 | 255.4677 | 153.2806 | Industrial Advanced | 0.6 | 0.068 | 639889861459 | EMC FILTER MATS FOR 3243.6XX | 3244.6XX AND 3243.060, REPLACEMENT FILTER MATS | 5 | 160.9447 | Catalog Stocked Product | YES | LS | _C | _40 | 51 | 10 | 14
3243080 | 3243080 | 526.9371 | 316.1623 | Industrial Advanced | 0.6 | 10.67 | 639889859715 | TYPE 3R-4X FAN SHROUD FOR 3243 AND 3244 | 304 STAINLESS STEEL | 1 | 331.9704 | Catalog Stocked Product | YES | LS | _C | _40 | 51 | 1E | 14
3243085 | 3243085 | 329.7693 | 197.8616 | Industrial Advanced | 0.6 | 11.001 | 639889859760 | TYPE 3R-4 FAN SHROUD FOR 3243 FANS | RAL 7035 PAINTED CARBON STEEL | 1 | 207.7547 | Catalog Stocked Product | YES | LS | _C | _40 | 51 | 7E | 14
3243090 | 3243090 | 190.0062 | 114.0037 | Industrial Advanced | 0.6 | 0 | 639889904712 | TYPE 3R FAN SHROUD FOR 3243 FANS | RAL 7035 PAINTED CARBON STEEL | 1 | 119.7039 | Catalog Non-Stocked Product | NO | LN | _C | _40 | 51 | 70 | 14
3243100 | 3243100 | 509.3688 | 305.6213 | Industrial Advanced | 0.6 | 8.862 | 639889858411 | SK FILTER FAN 353 CFM | 230 V, 50/60 Hz | 1 | 320.9023 | Catalog Stocked Product | YES | LS | _C | _32 | 11 | 10 | 14
3243108 | 3243108 | 549.6528 | 329.7917 | Industrial Advanced | 0.6 | 8.774 | 639889924352 | SK FILTER FAN 353 CFM RAL9005 |  | 1 | 346.2813 | Catalog Non-Stocked Product | NO | LN | _C | _32 | 11 | 10 | 14
3243110 | 3243110 | 509.3688 | 305.6213 | Industrial Advanced | 0.6 | 8.686 | 639889858428 | FILTER FAN 353CFM | 115V 50-60 HZ | 1 | 320.9023 | Catalog Stocked Product | YES | LS | _C | _32 | 11 | 10 | 14
3243118 | 3243118 | 550.1004 | 330.0602 | Industrial Advanced | 0.6 | 0 | 639889924444 | FILTER FAN 353CFM RAL9005 |  | 1 | 346.5633 | Catalog Non-Stocked Product | NO | LN | _C | _32 | 11 | 10 | 14
3243200 | 3243200 | 104.6601 | 62.796 | Industrial Advanced | 0.6 | 1.808 | 639889858435 | OUTLET FILTER FOR 3243-44-45 | RAL7035 | 1 | 65.9358 | Catalog Stocked Product | YES | LS | _C | _32 | 11 | 10 | 14
3243208 | 3243208 | 125.328 | 75.1968 | Industrial Advanced | 0.6 | 1.788 | 639889907478 | OUTLET FILTER FOR 3243-44-45 RAL9005 |  | 1 | 78.9566 | Catalog Non-Stocked Product | NO | LN | _C | _32 | 11 | 10 | 14
3243500 | 3243500 | 600.2316 | 360.139 | Industrial Advanced | 0.6 | 7.451 | 639889869004 | EC FILTER FAN 353CFM | 230V 50/60 HZ | 1 | 378.1459 | Catalog Non-Stocked Product | NO | LN | _C | _32 | 11 | 10 | 14
3243600 | 3243600 | 876.5127 | 525.9076 | Industrial Advanced | 0.6 | 8.457 | 639889861466 | EMC FILTER FAN 353CFM | 230 V 50-60 Hz | 1 | 552.203 | Catalog Stocked Product | YES | LS | _C | _32 | 11 | 10 | 14
3243610 | 3243610 | 876.5127 | 525.9076 | Industrial Advanced | 0.6 | 8.457 | 639889859494 | EMC FILTER FAN 353CFM | 115 V 50-60 HZ | 1 | 552.203 | Catalog Stocked Product | YES | LS | _C | _32 | 11 | 70 | 14
3244100 | 3244100 | 591.0558 | 354.6335 | Industrial Advanced | 0.6 | 10.891 | 639889858442 | FILTER FAN 424CFM | 230 V 50-60 Hz | 1 | 372.3652 | Catalog Stocked Product | YES | LS | _C | _32 | 11 | 10 | 14
3244108 | 3244108 | 639.6204 | 383.7722 | Industrial Advanced | 0.6 | 10.847 | 639889924369 | FILTER FAN 424CFM RAL9005 |  | 1 | 402.9609 | Catalog Non-Stocked Product | NO | LN | _C | _32 | 11 | 10 | 14
3244110 | 3244110 | 591.0558 | 354.6335 | Industrial Advanced | 0.6 | 10.758 | 639889858459 | FILTER FAN 424CFM | 115 V 50-60 Hz | 1 | 372.3652 | Catalog Stocked Product | YES | LS | _C | _32 | 11 | 10 | 14
3244118 | 3244118 | 550.5144 | 330.3087 | Industrial Advanced | 0.6 | 9.48 | 639889928343 | FILTER FAN 453CFM RAL9005 |  | 1 | 346.8241 | Catalog Non-Stocked Product | NO | LN | _C | _32 | 11 | 10 | 14
3244140 | 3244140 | 637.2705 | 382.3623 | Industrial Advanced | 0.6 | 10.582 | 639889858466 | SK FILTER FAN 424 CFM | 400 V 3~ 50 Hz and 460 V 3~ 60 Hz | 1 | 401.4804 | Catalog Stocked Product | YES | LS | _C | _32 | 11 | 10 | 14
3244500 | 3244500 | 681.9186 | 409.1512 | Industrial Advanced | 0.6 | 8.466 | 639889869011 | EC FILTER FAN 454CFM | 230V 50/60 HZ | 1 | 429.6087 | Catalog Non-Stocked Product | NO | LN | _C | _32 | 11 | 10 | 14
3244600 | 3244600 | 1161.8577 | 697.1146 | Industrial Advanced | 0.6 | 10.891 | 639889861473 | EMC FILTER FAN 412CFM | 230 V 50-60 Hz | 1 | 731.9704 | Catalog Stocked Product | YES | LS | _C | _32 | 11 | 10 | 14
3244610 | 3244610 | 1161.8577 | 697.1146 | Industrial Advanced | 0.6 | 0 | 639889859500 | EMC FILTER FAN 424CFM | 115 V 50-60 HZ | 1 | 731.9704 | Catalog Non-Stocked Product | NO | LN | _C | _32 | 11 | 70 | 14
3245080 | 3245080 | 675.5403 | 405.3242 | Industrial Advanced | 0.6 | 12.346 | 639889895232 | TYPE 3R FAN SHROUD FOR 3245 304STAINLESS | 304 STAINLESS STEEL | 1 | 425.5904 | Catalog Non-Stocked Product | NO | LN | _C | _40 | 51 | 1E | 14
3245500 | 3245500 | 968.9421 | 581.3653 | Industrial Advanced | 0.6 | 9.171 | 639889869028 | EC FILTER FAN 1529CFM | 230V 50/60 HZ | 1 | 610.4335 | Catalog Stocked Product | YES | LS | _C | _32 | 11 | 10 | 14
3245508 | 3245508 | 1045.3698 | 627.2219 | Industrial Advanced | 0.6 | 8.818 | 639889924376 | EC FILTER FAN 1529CFM RAL9005 |  | 1 | 658.583 | Catalog Non-Stocked Product | NO | LN | _C | _32 | 11 | 10 | 14
3245510 | 3245510 | 968.9421 | 581.3653 | Industrial Advanced | 0.6 | 8.388 | 639889869035 | EC FILTER FAN 529CFM | 115V 50/60 HZ | 1 | 610.4335 | Catalog Stocked Product | YES | LS | _C | _32 | 11 | 10 | 14
3245518 | 3245518 | 1047.8316 | 628.699 | Industrial Advanced | 0.6 | 0 | 639889924383 | EC FILTER FAN 529CFM RAL9005 |  | 1 | 660.1339 | Catalog Non-Stocked Product | NO | LN | _C | _32 | 11 | 10 | 14
3245600 | 3245600 | 1942.1364 | 1165.2818 | Industrial Advanced | 0.6 | 8.426 | 639889869042 | EMC FILTER FAN 1529CFM | 230V 50/60 HZ | 1 | 1223.5459 | Catalog Non-Stocked Product | NO | LN | _C | _32 | 11 | 10 | 14
3248000 | 3248000 | 5479.1835 | 3287.5101 | Industrial Advanced | 0.6 | 59.524 | 639889216853 | A-A HEX 66 W-C 230V 50-60HZ RAL 7035 | TECHLINE HEAT EXCHANGER 66.0 W/K 230V 50/60HZ, ROOF M. | 1 | 3451.8856 | Catalog Non-Stocked Product | NO | LN | _C | _32 | 14 | 10 | 14
3273500 | 3273500 | 6033.7599 | 3620.2559 | Industrial Advanced | 0.6 | 110.229 | 639889345928 | RTT 4100BTU 230 V 50-60 HZ | COMFORT CONTROL ROOF LOW NOISE OFFICE | 1 | 3801.2687 | Catalog Non-Stocked Product | NO | LN | _C | _31 | 02 | 10 | 14
3273515 | 3273515 | 6095.9763 | 3657.5858 | Industrial Advanced | 0.6 | 103.999 | 639889896055 | SK RTT BLUE E ROOF MOUNT COOLER 1250W |  | 1 | 3840.4651 | Catalog Non-Stocked Product | NO | LN | _C | _31 | 02 | 10 | 14
3284210 | 3284210 | 284.5617 | 170.737 | Industrial Advanced | 0.6 | 0.474 | 639889878297 | METAL FILTER F- CLIMATE CONTROL DOOR | 425X78X10 (WHD) 3300.040, 3300.050, 3300.060, 3300.070. 3300080, | 1 | 179.2739 | Catalog Non-Stocked Product | NO | LN | _C | _40 | 51 | 10 | 14
3285700 | 3285700 | 366.9201 | 220.1521 | Industrial Advanced | 0.6 | 0.353 | 639889911840 | SK FILTER FOR 3185030 AND 3185730 | SK 3185.730 | 3 | 231.1597 | Catalog Stocked Product | YES | L8 | _C | _40 | 51 | 10 | 14
3285800 | 3285800 | 57.6061 | 34.5637 | Industrial Advanced | 0.6 | 0.066 | 639889906020 | FILTER MAT FOR 3185830 | STANDARD FILTER MAT FOR BLUE E AIR CONDITONERS (3) TO A PACKAGE | 3 | 36.2919 | Catalog Stocked Product | YES | L8 | _C | _40 | 51 | 10 | 14
3285810 | 3285810 | 332.1192 | 199.2715 | Industrial Advanced | 0.6 | 0.701 | 639889906822 | METAL FILTER MAT FOR 3185 | METAL FILTER MAT FOR BLUE E AIR CONDITONER | 1 | 209.2351 | Catalog Non-Stocked Product | NO | LN | _C | _40 | 51 | 10 | 14
3285900 | 3285900 | 66.8379 | 40.1027 | Industrial Advanced | 0.6 | 0.088 | 639889884663 | FILTER FOR SK3186_3187_3188_3189 (3 PCS) | STANDARD FILTER MAT FOR BLUE E AIR CONDITONERS (3) TO A PACKAGE | 3 | 42.1079 | Catalog Stocked Product | YES | LS | _C | _40 | 51 | 10 | 14
3285910 | 3285910 | 332.1192 | 199.2715 | Industrial Advanced | 0.6 | 0.838 | 639889884670 | METAL FILTER MAT FOR 3186_3187_3188_3189 | METAL FILTER MAT FOR BLUE E AIR CONDITONERS TO A PACKAGE | 1 | 209.2351 | Catalog Stocked Product | YES | LS | _C | _40 | 51 | 10 | 14
3285920 | 3285920 | 72.3769 | 43.4262 | Industrial Advanced | 0.6 | 1.984 | 639889906747 | STD FILTER MAT F- 3320-3334 | STANDARD FILTER MAT SIZE 24H X 13W X 0.31D | 3 | 45.5975 | Catalog Non-Stocked Product | NO | LN | _C | _40 | 51 | 10 | 14
3285930 | 3285930 | 321.4887 | 192.8932 | Industrial Advanced | 0.6 | 2.337 | 639889907485 | METAL FILTER FOR BLUE E+ CHILLERS | FOR CHILLERS 3320200, 3334300 | 1 | 202.5379 | Catalog Non-Stocked Product | NO | LN | _C | _40 | 51 | 10 | 14
3285940 | 3285940 | 79.5161 | 47.7097 | Industrial Advanced | 0.6 | 0.071 | 639889907492 | FILTER-BLUE E+ CHILLER-INVERTER HOUSING | FOR CHILLERS 3320200, 3334300, 3334400 | 3 | 50.0952 | Catalog Non-Stocked Product | NO | LN | _C | _40 | 51 | 10 | 14
3286100 | 3286100 | 78.0391 | 46.8234 | Industrial Advanced | 0.6 | 0.13 | 639889218550 | FOAM FILTER FOR3272100-3280100-3296-3290 | HWD 332(13) x 539(21) x 10(0.4) | 3 | 49.1646 | Catalog Non-Stocked Product | NO | LN | _C | _40 | 51 | 50 | 14
3286110 | 3286110 | 59.8217 | 35.893 | Industrial Advanced | 0.6 | 0.011 | 639889836365 | FOAM FILTER FOR 3302300-3302310 | HWD 190X95X10 | 3 | 37.6877 | Catalog Non-Stocked Product | NO | LN | _C | _40 | 51 | 10 | 14
3286120 | 3286120 | 300.0039 | 180.0023 | Industrial Advanced | 0.6 | 0.209 | 639889836372 | METAL FILTER FOR 3302300 3302310 | HWD 190X95X10 | 1 | 189.0025 | Catalog Non-Stocked Product | NO | LN | _C | _40 | 51 | 10 | 14
3286300 | 3286300 | 41.8506 | 25.1104 | Industrial Advanced | 0.6 | 0.033 | 639889010956 | FOAM FILTER 3302100 3302110 3303 3361 | HWD 265(10.4) x 200(7.9) x 10(0.4) | 3 | 26.3659 | Catalog Stocked Product | YES | LS | _C | _40 | 51 | 10 | 14
3286310 | 3286310 | 244.9491 | 146.9695 | Industrial Advanced | 0.6 | 0.441 | 639889010963 | METAL FILTER 3302100 3302110 3303 3361 | HWD 265(10.4) x 200(7.9) x 10(0.4) | 1 | 154.3179 | Catalog Stocked Product | YES | LS | _C | _40 | 51 | 10 | 14
3286400 | 3286400 | 59.8217 | 35.893 | Industrial Advanced | 0.6 | 0.06 | 639889010970 | FOAMFILTER 3304-3305 3328-3329 3332 3366 | HWD 344(13.5) x 268(10.6) x 10(0.4) | 3 | 37.6877 | Catalog Stocked Product | YES | LS | _C | _40 | 51 | 10 | 14
3286410 | 3286410 | 269.0076 | 161.4046 | Industrial Advanced | 0.6 | 0.661 | 639889010987 | METALFILTER3304-3305 3328-3329 3332 3366 | HWD 344(13.5) x 268(10.6) x 10(0.4) | 1 | 169.4748 | Catalog Stocked Product | YES | LS | _C | _40 | 51 | 10 | 14
3286500 | 3286500 | 77.7929 | 46.6757 | Industrial Advanced | 0.6 | 0.095 | 639889010994 | FOAM FILTER FOR 3273 3382-3383-3384 3359 | HWD 530(20.9) x 255(10.0) x 10(0.4) | 3 | 49.0095 | Catalog Stocked Product | YES | LS | _C | _40 | 51 | 10 | 14
3286510 | 3286510 | 328.8741 | 197.3245 | Industrial Advanced | 0.6 | 0.985 | 639889011007 | METALFILTER3273 3382-3383-3384-3385 3359 | HWD 530(20.9) x 255(10.0) x 10(0.4) | 1 | 207.1907 | Catalog Non-Stocked Product | NO | LN | _C | _40 | 51 | 10 | 14
3286520 | 3286520 | 709.2222 | 425.5333 | Industrial Advanced | 0.6 | 1.764 | 639889836389 | SK METAL FILTER F.SK 3320600-3334600 | 500x558x8 | 1 | 446.81 | Catalog Stocked Product | YES | L8 | _C | _40 | 51 | 10 | 14
3286530 | 3286530 | 579.1944 | 347.5166 | Industrial Advanced | 0.6 | 6.393 | 639889861480 | METAL FILTER FOR TOP THERM CHILLER | 800 MM WIDE CHILLER | 1 | 364.8925 | Catalog Non-Stocked Product | NO | LN | _C | _40 | 51 | 10 | 14
3286540 | 3286540 | 1075.8066 | 645.484 | Industrial Advanced | 0.6 | 10.802 | 639889861497 | METAL FILTER FOR TOP THERM CHILLER | 1200 MM WIDE CHILLER | 1 | 677.7582 | Catalog Non-Stocked Product | NO | LN | _C | _40 | 51 | 10 | 14
3286550 | 3286550 | 642.4179 | 385.4507 | Industrial Advanced | 0.6 | 6.702 | 639889860438 | METAL FILTER 3335590-3335600 | HWD 32 X 24 X .8 | 1 | 404.7233 | Catalog Non-Stocked Product | NO | LN | _C | _40 | 51 | 10 | 14
3286600 | 3286600 | 89.7326 | 53.8396 | Industrial Advanced | 0.6 | 0.192 | 639889011014 | FOAM FILTER FOR 3386-3387 | HWD 720(28.4) x 300(11.8) x 10(0.4) | 3 | 56.5315 | Catalog Stocked Product | YES | LS | _C | _40 | 51 | 10 | 14
3286610 | 3286610 | 359.8704 | 215.9222 | Industrial Advanced | 0.6 | 1.808 | 639889011021 | METAL FILTER FOR 3386-3387 | HWD 720(28.4) x 300(11.8) x 10(0.4) | 1 | 226.7184 | Catalog Non-Stocked Product | NO | LN | _C | _40 | 51 | 10 | 14
3286630 | 3286630 | 579.1944 | 347.5166 | Industrial Advanced | 0.6 | 7.275 | 639889925045 | METAL FILTER FOR TOP THERM CHILLER |  | 1 | 364.8925 | Catalog Non-Stocked Product | NO | LN | _C | _40 | 51 | 10 | 14
3286640 | 3286640 | 1075.8066 | 645.484 | Industrial Advanced | 0.6 | 8.377 | 639889925052 | METAL FILTER FOR TOP THERM CHILLER |  | 1 | 677.7582 | Catalog Non-Stocked Product | NO | LN | _C | _40 | 51 | 10 | 14
3286650 | 3286650 | 642.4179 | 385.4507 | Industrial Advanced | 0.6 | 7.165 | 639889925069 | METAL FILTER FOR TOP THERM CHILLER |  | 1 | 404.7233 | Catalog Non-Stocked Product | NO | LN | _C | _40 | 51 | 10 | 14
3286700 | 3286700 | 596.2032 | 357.7219 | Industrial Advanced | 0.6 | 14.991 | 639889011038 | QUICK CHANGE ROOF FRAME FOR 3382XXX | SK3382 | 1 | 375.608 | Catalog Non-Stocked Product | NO | LN | _C | _40 | 51 | 10 | 14
3286780 | 3286780 | 43.3277 | 25.9966 | Industrial Advanced | 0.6 | 0.029 | 639889011045 | FOAM CAPS FOR AC 3382 3359 | FOR ROOFMOUNT AIR CONDITIONERS | 2 | 27.2964 | Catalog Non-Stocked Product | NO | LN | _C | _40 | 52 | 10 | 14
3286800 | 3286800 | 621.8283 | 373.097 | Industrial Advanced | 0.6 | 16.314 | 639889011052 | QUICK CHANGE ROOF FRAME 3383-3384-3385 | SK3383,3384,3385 | 1 | 391.7518 | Catalog Non-Stocked Product | NO | LN | _C | _40 | 51 | 10 | 14
3286840 | 3286840 | 129.6921 | 77.8153 | Industrial Advanced | 0.6 | 0.132 | 639889883987 | SK AIR DUCT ADAPTER - DUCT SYSTEM | Air Duct System SK3286870<(>&<)>SK3286850 | 1 | 81.706 | Catalog Non-Stocked Product | NO | LN | _C | _40 | 52 | 10 | 14
3286850 | 3286850 | 427.2342 | 256.3405 | Industrial Advanced | 0.6 | 5.996 | 639889861503 | SHALLOW AIR DUCT SYSTEM FOR ROOFMOUNT AC | FOR 3209, 3210, 3273, 3359, 3382, 3383, 3384, 3385 | 1 | 269.1575 | Catalog Non-Stocked Product | NO | LN | _C | _40 | 52 | 10 | 14
3286860 | 3286860 | 273.2598 | 163.9559 | Industrial Advanced | 0.6 | 6.997 | 639889861510 | SHALLOW AIR DUCT EXTENSION FOR ROOFMOUNT | FOR 3286850 | 1 | 172.1537 | Catalog Non-Stocked Product | NO | LN | _C | _40 | 52 | 10 | 14
3286870 | 3286870 | 408.3231 | 244.9939 | Industrial Advanced | 0.6 | 7.231 | 639889011069 | AIR DUCT SYSTEM FOR ROOFMOUNT AC | FOR 3382XXX, 3383XXX, 3384XXX, 3385XXX, 3273XXX, 3359XXX | 1 | 257.2436 | Catalog Non-Stocked Product | NO | LN | _C | _40 | 52 | 10 | 14
3286880 | 3286880 | 53.7903 | 32.2742 | Industrial Advanced | 0.6 | 0.044 | 639889011076 | FOAM CAPS FOR ACS 3383-3384-3385 3273 | SK3383,3384,3385 | 2 | 33.8879 | Catalog Non-Stocked Product | NO | LN | _C | _40 | 52 | 10 | 14
3286900 | 3286900 | 740.1066 | 444.064 | Industrial Advanced | 0.6 | 24.178 | 639889011083 | QUICK CHANGE ROOF FRAME FOR 3386 3387 | SK3386,3387 | 1 | 466.2672 | Catalog Non-Stocked Product | NO | LN | _C | _40 | 51 | 10 | 14
3286970 | 3286970 | 408.3231 | 244.9939 | Industrial Advanced | 0.6 | 7.868 | 639889011090 | AIR DUCT SYSTEM FOR ROOFMOUNT AC | FOR 3386, 3387 | 1 | 257.2436 | Catalog Non-Stocked Product | NO | LN | _C | _40 | 52 | 10 | 14
3286980 | 3286980 | 61.6681 | 37.0009 | Industrial Advanced | 0.6 | 0.088 | 639889011106 | FOAM CAPS FOR A-CS 3386XXX 3387XXX | SK3382 | 2 | 38.8509 | Catalog Stocked Product | YES | L8 | _C | _40 | 52 | 10 | 14
3286990 | 3286990 | 128.0136 | 76.8082 | Industrial Advanced | 0.6 | 0.284 | 639889011113 | 90DEG AIR DEFLECTOR FOR ROOFMOUNT AC | FOR AIR DUCT SYSTEM | 1 | 80.6486 | Catalog Non-Stocked Product | NO | LN | _C | _40 | 52 | 10 | 14
3294100 | 3294100 | 44.6817 | 26.809 | Industrial Advanced | 0.6 | 0.075 | 639889219052 | FOAM FILTER FOR 3281-93-79-98-60-62-69 | HWD 300(11.8) x 328(12.9) x 10(0.4) | 3 | 28.1495 | Catalog Stocked Product | YES | LS | _C | _40 | 51 | 50 | 14
3301351 | 3301351 | 862.1895 | 732.8611 | IT Advanced | 0.85 | 3.351 | 639889895249 | LCP HYBRID HOSE KIT 1IN. BSP 2 PK |  | 2 | 646.6421 | Catalog Non-Stocked Product | NO | LN | _D | _44 | 40 | 50 | 24
3301380 | 3301380 | 140.4345 | 119.3693 | IT Advanced | 0.85 | 1.107 | 639889861633 | VERTICAL FOAM RUBBER SEAL 600MM RACK |  | 1 | 105.3259 | Catalog Non-Stocked Product | NO | LN | _D | _44 | 40 | 10 | 24
3301391 | 3301391 | 323.1672 | 274.6921 | IT Advanced | 0.85 | 7.275 | 639889931237 | AIR DUCT HORIZONTAL FLOW TO RACK REAR |  | 1 | 242.3754 | Catalog Non-Stocked Product | NO | LN | _D | _44 | 40 | 10 | 24
3301392 | 3301392 | 363.675 | 309.1238 | IT Advanced | 0.85 | 3.968 | 639889931244 | AIR DUCT FOR SIDE AIR INLET IT EQUIPMENT |  | 1 | 272.7563 | Catalog Non-Stocked Product | NO | LN | _D | _44 | 40 | 10 | 24
3301500 | 3301500 | 1058.3502 | 635.0101 | Industrial Advanced | 0.6 | 3.792 | 639889878310 | EXTERNAL CONDENSATE EVAPORATOR 115V 230 | 115 - 230 V, 50/60 Hz | 1 | 666.7606 | Catalog Stocked Product | YES | LS | _C | _40 | 52 | 10 | 14
3301505 | 3301505 | 1210.6461 | 726.3877 | Industrial Advanced | 0.6 | 4.85 | 639889878327 | EXT CONDENSATE EVAP 400MM | 115 - 230 V, 50/60 Hz | 1 | 762.707 | Catalog Stocked Product | YES | LS | _C | _40 | 52 | 10 | 14
3301600 | 3301600 | 76.0696 | 45.6418 | Industrial Advanced | 0.6 | 0.317 | 639889700178 | CONDENSATE COLLECTING KIT | FOR A/C'S | 1 | 47.9239 | Catalog Stocked Product | YES | LS | _C | _40 | 52 | 10 | 14
3301606 | 3301606 | 105.4881 | 63.2929 | Industrial Advanced | 0.6 | 0.324 | 639889878334 | SK CONDENSATE HOSE 6X1X5 M LONG |  | 1 | 66.4575 | Catalog Non-Stocked Product | NO | LN | _C | _40 | 52 | 10 | 14
3301608 | 3301608 | 104.8727 | 62.9236 | Industrial Advanced | 0.6 | 1.226 | 639889375819 | CONDENSATE DISCHARGE TUBE FOR 3303-3361 | 8 MM X 1.5 MM X 10 M | 1 | 66.0698 | Catalog Non-Stocked Product | NO | LN | _C | _40 | 52 | 10 | 14
3301610 | 3301610 | 106.1036 | 63.6621 | Industrial Advanced | 0.6 | 1.418 | 639889375826 | CONDENSATE DISCHARGE TUBE FOR 3302 | 10 MM X 1.5 MM X 10 M | 1 | 66.8453 | Catalog Stocked Product | YES | LS | _C | _40 | 52 | 10 | 14
3301612 | 3301612 | 129.2445 | 77.5467 | Industrial Advanced | 0.6 | 2.352 | 639889375833 | CONDENSATE DISCHARGE TUBE FOR LARGER ACS | 12 MM X 2 MM X 10 M | 1 | 81.424 | Catalog Stocked Product | YES | LS | _C | _40 | 52 | 10 | 14
3301900 | 3301900 | 419.8488 | 251.9093 | Industrial Advanced | 0.6 | 0.93 | 639889836396 | SK BYPASS SAVETY VALVE | 1/2"_619_E BYPASS VALVE BSPP | 1 | 264.5047 | Catalog Non-Stocked Product | NO | LN | _C | _40 | 51 | 50 | 14
3301910 | 3301910 | 546.4077 | 327.8446 | Industrial Advanced | 0.6 | 1.305 | 639889836402 | SK BYPASS SAVETY VALVE | 3/4"_619_E BYPASS VALVE BSPP | 1 | 344.2369 | Catalog Non-Stocked Product | NO | LN | _C | _40 | 51 | 50 | 14
3301920 | 3301920 | 506.5713 | 303.9428 | Industrial Advanced | 0.6 | 2.306 | 639889836419 | SK VALVE 1IN. | 1IN._619_E BYPASS VALVE BSPP | 1 | 319.1399 | Catalog Non-Stocked Product | NO | LN | _C | _40 | 51 | 50 | 14
3301930 | 3301930 | 294.6327 | 176.7796 | Industrial Advanced | 0.6 | 0.406 | 639889878341 | SK FLOW REGULATOR VALVE | 3/4" X 1/2" BSPP FLOW REGULATOR | 1 | 185.6186 | Catalog Stocked Product | YES | LS | _C | _40 | 51 | 10 | 14
3301940 | 3301940 | 202.2033 | 121.322 | Industrial Advanced | 0.6 | 0.403 | 639889878358 | SK FLOW REGULATOR VALVE | 3/4" X 3/4" BSPP FLOW REGULATOR | 1 | 127.3881 | Catalog Non-Stocked Product | NO | LN | _C | _40 | 51 | 10 | 14
3301950 | 3301950 | 180.0471 | 108.0283 | Industrial Advanced | 0.6 | 24.242 | 639889836440 | RIFROST F- OUTDOOR USE 10 LITERS |  | 1 | 113.4297 | Catalog Non-Stocked Product | NO | LN | _C | _40 | 51 | 10 | 14
3301955 | 3301955 | 447.1524 | 268.2914 | Industrial Advanced | 0.6 | 60.317 | 639889861664 | RIFROST F- OUTDOOR USE 25 LITERS |  | 1 | 281.706 | Catalog Non-Stocked Product | NO | LN | _C | _40 | 51 | 10 | 14
3301960 | 3301960 | 143.6796 | 86.2078 | Industrial Advanced | 0.6 | 22.222 | 639889836457 | RIFROST F- INDOOR USE 10 LITERS |  | 1 | 90.5181 | Catalog Non-Stocked Product | NO | LN | _C | _40 | 51 | 10 | 14
3301965 | 3301965 | 359.8704 | 215.9222 | Industrial Advanced | 0.6 | 58.025 | 639889861688 | RIFROST F- INDOOR USE 25 LITERS |  | 1 | 226.7184 | Catalog Stocked Product | YES | LS | _C | _40 | 51 | 10 | 14
3302100 | 3302100 | 2276.2698 | 1365.7619 | Industrial Advanced | 0.6 | 28.369 | 639889000018 | AC 1296 BTU 230V 50-60HZ TYPE12 STEEL | SIDEMTG,BASIC CONTR,RAL7035,NANOCOATED CONDENSER | 1 | 1434.05 | Catalog Stocked Product | YES | LS | _C | _31 | 03 | 10 | 14
3302110 | 3302110 | 2422.4112 | 1453.4467 | Industrial Advanced | 0.6 | 28.291 | 639889000025 | AC 1296 BTU 115V 60HZ TYPE12 STEEL | SIDEMTG,BASIC CONTR,RAL7035,NANOCOATED CONDENSER | 1 | 1526.1191 | Catalog Stocked Product | YES | LS | _C | _31 | 03 | 10 | 14
3302200 | 3302200 | 4632.1005 | 2779.2603 | Industrial Advanced | 0.6 | 27.072 | 639889002555 | AC 1296 BTU 230V 50-60HZ 304S-S | SIDEMTG,BASIC CONTR,NANOCOATED CONDENSER | 1 | 2918.2233 | Catalog Non-Stocked Product | NO | LN | _C | _31 | 03 | 1E | 14
3302300 | 3302300 | 3422.2377 | 2053.3426 | Industrial Advanced | 0.6 | 34.48 | 639889375932 | AC 1296 BTU 230V 50-60HZ TYPE12 STEEL | HORIZONTAL SIDEMTG, BASIC CONTR, RAL7035, NANOCOATED CONDENSER | 1 | 2156.0098 | Catalog Stocked Product | YES | LS | _C | _31 | 03 | 10 | 14
3302310 | 3302310 | 3443.163 | 2065.8978 | Industrial Advanced | 0.6 | 35.273 | 639889375949 | AC 1296 BTU 115V 60HZ TYPE12 STEEL | HORIZONTAL SIDEMTG, BASIC CONTR, RAL7035, NANOCOATED CONDENSER | 1 | 2169.1927 | Catalog Stocked Product | YES | LS | _C | _31 | 03 | 10 | 14
3303500 | 3303500 | 3321.7515 | 1993.0509 | Industrial Advanced | 0.6 | 41.887 | 639889000056 | AC 2252 BTU 230V 50-60HZ TYPE12 STEEL | SIDEMTG, COMFORT CONTR, RAL7035, NANOCOATED CONDENSER | 1 | 2092.7034 | Catalog Stocked Product | YES | LS | _C | _31 | 03 | 10 | 14
3303504 | 3303504 | 4711.7733 | 2827.064 | Industrial Advanced | 0.6 | 86.806 | 639889002494 | AC 2252 BTU 230V 50-60HZ TYPE4X 316S-S | SIDEMTG, BLUE ECOMFORT CONTR, NANOCOATED CONDENSER | 1 | 2968.4172 | Catalog Stocked Product | YES | LS | _C | _31 | 03 | 1E | 14
3303508 | 3303508 | 3744.6216 | 2246.773 | Industrial Advanced | 0.6 | 84.877 | 639889907119 | AC 2400 BTU 230V 50/60HZ TYPE 3R/4 | UL LISTED | 1 | 2359.1116 | Catalog Stocked Product | YES | L8 | _C | _31 | 03 | 10 | 14
3303510 | 3303510 | 3206.8302 | 1924.0981 | Industrial Advanced | 0.6 | 41.005 | 639889000063 | AC 2252 BTU 115V 60HZ TYPE12 STEEL | SIDEMTG, BLUE ECOMFORT CONTR, RAL7035, NANOCOATED CONDENSER | 1 | 2020.303 | Catalog Stocked Product | YES | LS | _C | _31 | 03 | 10 | 14
3303514 | 3303514 | 4540.6782 | 2724.4069 | Industrial Advanced | 0.6 | 84.877 | 639889002487 | AC 2252 BTU 115V 60HZ TYPE4X 316S-S | SIDEMTG, BLUE ECOMFORT CONTR, NANOCOATED CONDENSER | 1 | 2860.6273 | Catalog Stocked Product | YES | LS | _C | _31 | 03 | 1E | 14
3303518 | 3303518 | 4151.8257 | 2491.0954 | Industrial Advanced | 0.6 | 80.467 | 639889907126 | AC 2400 BTU 115V 50/60HZ TYPE 3R/4 | UL LISTED | 1 | 2615.6502 | Catalog Stocked Product | YES | LS | _C | _31 | 03 | 10 | 14
3303600 | 3303600 | 5984.3001 | 3590.5801 | Industrial Advanced | 0.6 | 41.887 | 639889002449 | AC 2252 BTU 230V 50-60HZ 304S-S | SIDEMTG, COMFORT CONTR, NANOCOATED CONDENSER | 1 | 3770.1091 | Catalog Stocked Product | YES | L8 | _C | _31 | 03 | 1E | 14
3303610 | 3303610 | 5081.0433 | 3048.626 | Industrial Advanced | 0.6 | 40.785 | 639889002432 | AC 2400 BTU 115V 60HZ 304S-S | SIDEMTG, COMFORT CONTR, NANOCOATED CONDENSER | 1 | 3201.0573 | Catalog Non-Stocked Product | NO | LN | _C | _31 | 03 | 1E | 14
3304500 | 3304500 | 3958.5744 | 2375.1446 | Industrial Advanced | 0.6 | 83.774 | 639889000100 | AC 3753 BTU 230V 50-60HZ TYPE12 STEEL | SIDEMTG, COMFORT CONTR, RAL7035, NANOCOATED CONDENSER, CONDENSATE EVAP | 1 | 2493.9019 | Catalog Stocked Product | YES | LS | _C | _31 | 03 | 10 | 14
3304504 | 3304504 | 5648.8239 | 3389.2943 | Industrial Advanced | 0.6 | 127.866 | 639889002357 | AC 3753 BTU 230V 50-60HZ TYPE4X 316S-S | SIDEMTG, COMFORT CONTR,NANOCOATED CONDENSER, CONDENDSATE EVAP. | 1 | 3558.7591 | Catalog Stocked Product | YES | LS | _C | _31 | 03 | 1E | 14
3304508 | 3304508 | 4348.8816 | 2609.329 | Industrial Advanced | 0.6 | 132.275 | 639889907133 | AC 3915 BTU 230V 50/60HZ TYPE 3R/4 | UL LISTED | 1 | 2739.7954 | Catalog Stocked Product | YES | L8 | _C | _31 | 03 | 10 | 14
3304510 | 3304510 | 3798.1098 | 2278.8659 | Industrial Advanced | 0.6 | 97.002 | 639889000117 | AC 3753 BTU 115V 50-60HZ TYPE12 STEEL | SIDEMTG, BLUE ECOMFORT CONTR, RAL7035, NANOCOATED CONDENSER, CONDENSAT | 1 | 2392.8092 | Catalog Stocked Product | YES | LS | _C | _31 | 03 | 10 | 14
3304514 | 3304514 | 5412.4911 | 3247.4947 | Industrial Advanced | 0.6 | 0 | 639889002340 | AC 3753 BTU 115V 60HZ TYPE4X 316S-S | SIDEMTG,BLUE ECOMFORT CONTR, NANOCOATED CONDENSER, CONDENSATE EVAP. | 1 | 3409.8694 | Catalog Stocked Product | YES | LS | _C | _31 | 03 | 1E | 14
3304518 | 3304518 | 4823.8971 | 2894.3383 | Industrial Advanced | 0.6 | 165.344 | 639889907140 | AC 3915 BTU 115V 50/60HZ TYPE 3R/4 | UL LISTED | 1 | 3039.0552 | Catalog Stocked Product | YES | L8 | _C | _31 | 03 | 10 | 14
3304540 | 3304540 | 5363.0313 | 3217.8188 | Industrial Advanced | 0.6 | 92.593 | 639889000124 | AC 3753 BTU 460V 3 PH 60HZ TYPE12 STEEL | SIDEMTG, COMFORT CONTR, RAL7035, NANOCOATED CONDENSER, CONDENSATE EVAP | 1 | 3378.7097 | Catalog Stocked Product | YES | LS | _C | _31 | 03 | 10 | 14
3304544 | 3304544 | 6614.6328 | 3968.7797 | Industrial Advanced | 0.6 | 135.582 | 639889002333 | AC 3753 BTU 460V 3 PH 60HZ TYPE4X 316S-S | SIDEMTG, BLUE ECOMFORT CONTR, NANOCOATED CONDENSER, CONDENSATE EVAP. | 1 | 4167.2187 | Catalog Stocked Product | YES | LS | _C | _31 | 03 | 1E | 14
3304548 | 3304548 | 4692.0789 | 2815.2473 | Industrial Advanced | 0.6 | 136.684 | 639889907157 | AC 3915 BTU 460V 3 PH 60HZ TYPE 3R/4 | UL LISTED | 1 | 2956.0097 | Catalog Stocked Product | YES | LS | _C | _31 | 03 | 10 | 14
3304600 | 3304600 | 6309.2577 | 3785.5546 | Industrial Advanced | 0.6 | 85.979 | 639889002326 | AC 3753 BTU 230V 50-60HZ 304S-S | SIDEMTG, COMFORT CONTR, NANOCOATED CONDENSER, CONDENSATE EVAP. | 1 | 3974.8324 | Catalog Non-Stocked Product | NO | LN | _C | _31 | 03 | 1E | 14
3304640 | 3304640 | 8595.9342 | 5157.5605 | Industrial Advanced | 0.6 | 88.183 | 639889002302 | AC 3753 BTU 460V 3 PH 60HZ 304S-S | SIDEMTG, COMFORT CONTR, NANOCOATED CONDENSER, CONDENSATE EVAP. | 1 | 5415.4385 | Catalog Non-Stocked Product | NO | LN | _C | _31 | 03 | 1E | 14
3305500 | 3305500 | 4604.685 | 2762.811 | Industrial Advanced | 0.6 | 92.593 | 639889000162 | AC 6005 BTU 230V 50-60HZ TYPE12 STEEL | SIDEMTG, BLUE ECOMFORT CONTR, RAL7035, NANOCOATED CONDENSER, CONDENSAT | 1 | 2900.9516 | Catalog Stocked Product | YES | LS | _C | _31 | 03 | 10 | 14
3305504 | 3305504 | 6597.624 | 3958.5744 | Industrial Advanced | 0.6 | 123.457 | 639889008038 | AC 6005 BTU 230V 50-60HZ TYPE4X 316S-S | SIDEMTG, COMFORT CONTR, NANOCOATED CONDENSER, CONDENSATE EVAP. | 1 | 4156.5031 | Catalog Non-Stocked Product | NO | LN | _C | _31 | 03 | 1E | 14
3305508 | 3305508 | 5668.2945 | 3400.9767 | Industrial Advanced | 0.6 | 138.889 | 639889907164 | AC 5800 BTU 230V 50/60HZ TYPE 3R/4 | UL LISTED | 1 | 3571.0255 | Catalog Stocked Product | YES | L8 | _C | _31 | 03 | 10 | 14
3305510 | 3305510 | 4451.9415 | 2671.1649 | Industrial Advanced | 0.6 | 101.411 | 639889000179 | AC 6005 BTU 115V 50-60HZ TYPE12 STEEL | SIDEMTG, BLUE ECOMFORT CONTR, RAL7035, NANOCOATED CONDENSER | 1 | 2804.7231 | Catalog Stocked Product | YES | LS | _C | _31 | 03 | 10 | 14
3305514 | 3305514 | 6370.5789 | 3822.3473 | Industrial Advanced | 0.6 | 158.179 | 639889002234 | AC 6005 BTU 115V 60HZ TYPE4X 316S-S | SIDEMTG, COMFORT CONTR, NANOCOATED CONDENSER, CONDENSATE EVAP. | 1 | 4013.4647 | Catalog Non-Stocked Product | NO | LN | _C | _31 | 03 | 1E | 14
3305518 | 3305518 | 6079.527 | 3647.7162 | Industrial Advanced | 0.6 | 154.321 | 639889907171 | AC 5800 BTU 115V 50/60HZ TYPE 3R/4 | UL LISTED | 1 | 3830.102 | Catalog Stocked Product | YES | L8 | _C | _31 | 03 | 10 | 14
3305540 | 3305540 | 5567.9202 | 3340.7521 | Industrial Advanced | 0.6 | 94.797 | 639889000186 | AC 5493 BTU 460V 3 PH 60HZ TYPE12 STEEL | SIDEMTG, BLUE ECOMFORT CONTR, RAL7035, NANOCOATED CONDENSER, CONDENSAT | 1 | 3507.7897 | Catalog Stocked Product | YES | LS | _C | _31 | 03 | 10 | 14
3305544 | 3305544 | 7440.7905 | 4464.4743 | Industrial Advanced | 0.6 | 138.889 | 639889002227 | AC 5493 BTU 460V 3 PH 60HZ TYPE4X 316S-S | SIDEMTG, COMFORT CONTR, NANOCOATED CONDENSER, CONDENSATE EVAP. | 1 | 4687.698 | Catalog Stocked Product | YES | LS | _C | _31 | 03 | 1E | 14
3305548 | 3305548 | 6070.3512 | 3642.2107 | Industrial Advanced | 0.6 | 142.747 | 639889907188 | AC 5800 BTU 460V 3 PH 60HZ TYPE 3R/4 | UL LISTED | 1 | 3824.3213 | Catalog Stocked Product | YES | LS | _C | _31 | 03 | 10 | 14
3305600 | 3305600 | 8150.796 | 4890.4776 | Industrial Advanced | 0.6 | 85.979 | 639889878365 | AC 6005 BTU 230V 50-60HZ 304S-S | SIDEMTG, COMFORT CONTR, NANOCOATED CONDENSER, CONDENSATE EVAP. | 1 | 5135.0015 | Catalog Non-Stocked Product | NO | LN | _C | _31 | 03 | 1E | 14
3305610 | 3305610 | 8679.8592 | 5207.9155 | Industrial Advanced | 0.6 | 101.411 | 639889002203 | AC 5800 BTU 115V 50-60HZ 304S-S |  | 1 | 5468.3113 | Catalog Non-Stocked Product | NO | LN | _C | _31 | 03 | 1E | 14
3305640 | 3305640 | 8575.0089 | 5145.0053 | Industrial Advanced | 0.6 | 97.002 | 639889878372 | AC 5493 BTU 460V 3 PH 60HZ 304S-S | SIDEMTG, COMFORT CONTR, NANOCOATED CONDENSER, CONDENSATE EVAP. | 1 | 5402.2556 | Catalog Non-Stocked Product | NO | LN | _C | _31 | 03 | 1E | 14
3307700 | 3307700 | 6737.3871 | 4042.4323 | Industrial Advanced | 0.6 | 156.526 | 639889860544 | 5200 BTU CLIMATE MODULE | 230V,50/60Hz,COMFORTCONTROLLER | 1 | 4244.5539 | Catalog Non-Stocked Product | NO | LN | _C | _31 | 01 | 10 | 14
3307740 | 3307740 | 7068.8349 | 4241.3009 | Industrial Advanced | 0.6 | 145.503 | 639889861770 | 1500 KW COOLING MODULE | 400/460 VAC50/60 HZ | 1 | 4453.366 | Catalog Stocked Product | YES | L8 | _C | _31 | 01 | 10 | 14
3310700 | 3310700 | 8551.5099 | 5130.9059 | Industrial Advanced | 0.6 | 169.753 | 639889861787 | SK KTS 2500KW 230V 50-60Hz | COMFORT CONTROLLER | 1 | 5387.4512 | Catalog Non-Stocked Product | NO | LN | _C | _31 | 01 | 10 | 14
3310740 | 3310740 | 8056.9119 | 4834.1471 | Industrial Advanced | 0.6 | 169.753 | 639889861794 | AC 9666 BTU 460V 3 PH 60HZ STEEL | COOLING MODULE ONLY, RAL 7035 | 1 | 5075.8545 | Catalog Stocked Product | YES | L8 | _C | _31 | 01 | 10 | 14
3311016 | 3311016 | 1597.8201 | 1358.1471 | IT Advanced | 0.85 | 19.092 | 639889877351 | LCP STANDARD FAN ASSY RAL 9005 |  | 1 | 1198.3651 | Catalog Stocked Product | YES | LS | _D | _44 | 40 | 70 | 24
3311030 | 3311030 | 1357.9065 | 1154.2205 | IT Advanced | 0.85 | 0.822 | 639889877368 | LCP DISPLAY | FOR 3311.XXX | 1 | 1018.4299 | Catalog Stocked Product | YES | L8 | _D | _44 | 40 | 10 | 24
3311040 | 3311040 | 1128.8472 | 959.5201 | IT Advanced | 0.85 | 8.611 | 639889877375 | LCP WATER CONNECTION KIT TOP-BOTTOM | FOR 3311.130/230/260/560 | 2 | 846.6354 | Catalog Non-Stocked Product | NO | LN | _D | _44 | 40 | 10 | 24
3311148 | 3311148 | 16777.9503 | 14261.2578 | IT Advanced | 0.85 | 0 | 639889931251 | LCP 30KW INLINE FLUSH 1050D 2 FANS |  | 1 | 12583.4627 | Catalog Non-Stocked Product | NO | LN | _D | _44 | 32 | 70 | 24
3311238 | 3311238 | 16498.9836 | 14024.1361 | IT Advanced | 0.85 | 504.991 | 639889877382 | LCP 30KW CLOSED LOOP 1 FAN | 2000H0300W1200D, BLACK, UL VERSION, CMC3 | 1 | 12374.2377 | Catalog Non-Stocked Product | NO | LN | _D | _44 | 37 | 70 | 24
3311268 | 3311268 | 22810.815 | 19389.1927 | IT Advanced | 0.85 | 0 | 639889877399 | LCP 60KW, CLOSED LOOP, 4 FANS | 2000H0300W1200D, BLACK, UL VERSION, CMC3 | 1 | 17108.1112 | Catalog Non-Stocked Product | NO | LN | _D | _44 | 37 | 70 | 24
3311360 | 3311360 | 3932.6136 | 3342.7216 | IT Advanced | 0.85 | 110.229 | 639889931275 | CONDENSER, 12KW, LCP DX |  | 1 | 2949.4602 | Catalog Non-Stocked Product | NO | LN | _D | _44 | 40 | 10 | 24
3311391 | 3311391 | 36664.9302 | 31165.1907 | IT Advanced | 0.85 | 0 | 639889913653 | LCP DX UL 20 KW IN ROW RAL 9005 | LCP DX UL 20 KW IN ROW RAL 9005 | 1 | 27498.6977 | Catalog Stocked Product | YES | L8 | _D | _44 | 32 | 30 | 24
3311392 | 3311392 | 36664.9302 | 31165.1907 | IT Advanced | 0.85 | 0 | 639889913660 | LCP DX UL 20 KW RACK RAL 9005 | LCP DX UL 20 KW RACK RAL 9005 | 1 | 27498.6977 | Catalog Stocked Product | YES | L8 | _D | _44 | 37 | 30 | 24
3311538 | 3311538 | 16498.9836 | 14024.1361 | IT Advanced | 0.85 | 0 | 639889877405 | LCP 30KW, INLINE PROTRUDING, 1 FAN | 2000H0300W1200D, BLACK, UL VERSION, CMC3 | 1 | 12374.2377 | Catalog Non-Stocked Product | NO | LN | _D | _44 | 32 | 70 | 24
3311548 | 3311548 | 16498.9836 | 14024.1361 | IT Advanced | 0.85 | 0 | 639889877412 | LCP 30KW, INLINE FLUSH, 2 FANS | 2000H0300W1200D, BLACK, UL VERSION, CMC3 | 1 | 12374.2377 | Catalog Non-Stocked Product | NO | LN | _D | _44 | 32 | 70 | 24
3311568 | 3311568 | 22810.815 | 19389.1927 | IT Advanced | 0.85 | 0 | 639889877429 | LCP 60KW, INLINE PROTRUDING, 4 FANS | 2000H0300W1200D, BLACK, UL VERSION, CMC3 | 1 | 17108.1112 | Catalog Non-Stocked Product | NO | LN | _D | _44 | 32 | 70 | 24
3312124 | 3312124 | 1004.5263 | 753.3947 | Spare Parts | 0.75 | 0.701 | 639889932357 | CONTROLLER F-3336-3337 CHILLER | MPRA-2-N-KT1-F 24VAC | 1 | 632.8516 | Non-Stocked Spare Part Product | NO | SP | _E | _52 | 13 | 40 | SP
3312800 | 3312800 | 6907.8108 | 4144.6865 | Industrial Advanced | 0.6 | 119.048 | 639889925861 | AC 4436BTU MULTIVOLTAGE 50-60HZ TYPE 12 |  | 1 | 4351.9208 | Catalog Non-Stocked Product | NO | LN | _D | _44 | 35 | 10 | 14
3312810 | 3312810 | 7937.4027 | 4762.4416 | Industrial Advanced | 0.6 | 164.242 | 639889925878 | AC 8879BTU MULTIVOLTAGE 50-60HZ TYPE 12 |  | 1 | 5000.5637 | Catalog Non-Stocked Product | NO | LN | _D | _44 | 35 | 10 | 14
3312820 | 3312820 | 1024.3326 | 870.6827 | IT Advanced | 0.85 | 37.478 | 639889911772 | IT AIR DUCT FOR WALL MTG AC UNIT |  | 1 | 768.2495 | Catalog Non-Stocked Product | NO | LN | _D | _44 | 40 | 10 | 24
3312924 | 3312924 | 928.77 | 696.5775 | Spare Parts | 0.75 | 0.487 | 639889930247 | SK FAULT INDICATOR MODULE STM-110-F | AUTO RESET, 24V UC | 1 | 585.1251 | Non-Stocked Spare Part Product | NO | SP | _E | _52 | 13 | 40 | SP
3313390 | 3313390 | 31849.4256 | 27072.0118 | IT Advanced | 0.85 | 586.42 | 639889930254 | LCP DX 20 KW IN ROW RAL 7035 | LCP DX 20 KW IN ROW RAL 7035 NON UL GLOBAL | 1 | 23887.0692 | Catalog Non-Stocked Product | NO | LN | _D | _44 | 32 | 10 | 24
3318610 | 3318610 | 9405.195 | 5643.117 | Industrial Advanced | 0.6 | 116.843 | 639889002173 | MINICHILLER 1070W 230V 50-60HZ | WITH PLASTIC TANK | 1 | 5925.2729 | Catalog Non-Stocked Product | NO | LN | _C | _35 | 41 | 10 | 14
3319610 | 3319610 | 9915.459 | 5949.2754 | Industrial Advanced | 0.6 | 123.457 | 639889002159 | MINICHILLER 1660W 230V 50-60HZ | WITH PLASTIC TANK | 1 | 6246.7392 | Catalog Non-Stocked Product | NO | LN | _C | _35 | 41 | 10 | 14
3320200 | 3320200 | 11941.2966 | 7164.778 | Industrial Advanced | 0.6 | 209.436 | 639889905993 | MINICHILLER 2500W 400/460V 3PH |  | 1 | 7523.0169 | Catalog Non-Stocked Product | NO | LN | _C | _35 | 41 | 10 | 14
3320600 | 3320600 | 11821.0041 | 7092.6025 | Industrial Advanced | 0.6 | 216.049 | 639889002142 | MINICHILLER 3000W 400-460V 3 PH 50-60HZ | WITH PLASTIC TANK | 1 | 7447.2326 | Catalog Stocked Product | YES | LS | _C | _35 | 41 | 10 | 14
3321700 | 3321700 | 24.8642 | 14.9185 | Industrial Advanced | 0.6 | 0.002 | 639889291515 | STD FILTER MAT FOR 3237.XXX _ 3321XXX | STANDARD FILTER MAT SIZE 3.50H X 3.50W X 0.39D | 5 | 15.6644 | Catalog Stocked Product | YES | LS | _C | _40 | 51 | 10 | 14
3321705 | 3321705 | 115.8165 | 69.4899 | Industrial Advanced | 0.6 | 0.007 | 639889896024 | FILTER MAT DISPENSER FOR SK 3237 3321 | 50 PER PACK | 50 | 72.9644 | Catalog Stocked Product | YES | L8 | _C | _40 | 52 | 10 | 14
3322700 | 3322700 | 38.5272 | 23.1163 | Industrial Advanced | 0.6 | 0.007 | 639889274150 | STD FILTER MAT FOR 3238.XXX _ 3322.XXX | 200 PU_5 | 5 | 24.2721 | Catalog Stocked Product | YES | LS | _C | _40 | 51 | 10 | 14
3322705 | 3322705 | 290.4924 | 174.2954 | Industrial Advanced | 0.6 | 0.011 | 639889872233 | FILTER MAT DISPENSER (50 PCS) | DIN EN 779 FILTER CLASS G2 | 50 | 183.0102 | Catalog Stocked Product | YES | L8 | _C | _40 | 52 | 10 | 14
3327700 | 3327700 | 132.3777 | 79.4266 | Industrial Advanced | 0.6 | 0.042 | 639889191167 | STANDARD FILTER MAT FOR 3327 | PU=5 | 5 | 83.398 | Catalog Stocked Product | YES | LS | _C | _40 | 51 | 50 | 14
3328500 | 3328500 | 5216.778 | 3130.0668 | Industrial Advanced | 0.6 | 156.526 | 639889000223 | AC 8735BTU 230V 50-60HZ TYPE12 STEEL | SIDEMTG, COMFORT CONTR, RAL7035, NANOCOATED CONDENSER, CONDENSATE EVAP | 1 | 3286.5701 | Catalog Stocked Product | YES | LS | _C | _31 | 03 | 10 | 14
3328504 | 3328504 | 7500.7689 | 4500.4613 | Industrial Advanced | 0.6 | 210.538 | 639889002074 | AC 8735BTU 230V 50-60HZ TYPE4X 316S-S | SIDEMTG, COMFORT CONTR, NANOCOATED CONDENSER, CONDENSATE EVAP. | 1 | 4725.4844 | Catalog Stocked Product | YES | L8 | _C | _31 | 03 | 1E | 14
3328510 | 3328510 | 5060.2299 | 3036.1379 | Industrial Advanced | 0.6 | 160.935 | 639889000230 | AC 8735BTU 115V 50-60HZ TYPE12 STEEL | SIDEMTG, BLUE ECOMFORT CONTR, RAL7035, NANOCOATED CONDENSER, CONDENSAT | 1 | 3187.9448 | Catalog Stocked Product | YES | LS | _C | _31 | 03 | 10 | 14
3328514 | 3328514 | 7785.4425 | 4671.2655 | Industrial Advanced | 0.6 | 229.277 | 639889002067 | AC 8735BTU 115V 50-60HZ TYPE4X 316S-S | SIDEMTG, COMFORT CONTR, NANOCOATED CONDENSER, CONDENSATE EVAP. | 1 | 4904.8288 | Catalog Non-Stocked Product | NO | LN | _C | _31 | 03 | 1E | 14
3328540 | 3328540 | 6019.4367 | 3611.662 | Industrial Advanced | 0.6 | 156.526 | 639889000247 | AC 8700BTU 460V 3 PH 60HZ TYPE12 STEEL | SIDEMTG, BLUE ECOMFORT CONTR, RAL7035, NANOCOATED CONDENSER, CONDENSAT | 1 | 3792.2451 | Catalog Stocked Product | YES | LS | _C | _31 | 03 | 10 | 14
3328544 | 3328544 | 8678.1807 | 5206.9084 | Industrial Advanced | 0.6 | 209.436 | 639889002050 | AC 8700BTU 460V 3 PH 60HZ TYPE4X 316S-S | SIDEMTG, COMFORT CONTR, NANOCOATED CONDENSER, CONDENSATE EVAP. | 1 | 5467.2538 | Catalog Non-Stocked Product | NO | LN | _C | _31 | 03 | 1E | 14
3328600 | 3328600 | 9829.1841 | 5897.5105 | Industrial Advanced | 0.6 | 152.116 | 639889878389 | AC 8735BTU 230V 50-60HZ 304S-S | SIDEMTG, COMFORT CONTR, NANOCOATED CONDENSER, CONDENSATE EVAP. | 1 | 6192.386 | Catalog Non-Stocked Product | NO | LN | _C | _31 | 03 | 1E | 14
3328640 | 3328640 | 10410.057 | 6246.0342 | Industrial Advanced | 0.6 | 152.116 | 639889878396 | AC 8735BTU 460V 3 PH 60HZ 304S-S | SIDEMTG, COMFORT CONTR, NANOCOATED CONDENSER, CONDENSATE EVAP. | 1 | 6558.3359 | Catalog Non-Stocked Product | NO | LN | _C | _31 | 03 | 1E | 14
3329500 | 3329500 | 6538.9884 | 3923.393 | Industrial Advanced | 0.6 | 160.935 | 639889000285 | AC 9246BTU 230V 50-60HZ TYPE12 STEEL | SIDEMTG, COMFORT CONTR, RAL7035, NANOCOATED CONDENSER, CONDENSATE EVAP | 1 | 4119.5627 | Catalog Stocked Product | YES | LS | _C | _31 | 03 | 10 | 14
3329504 | 3329504 | 9650.4798 | 5790.2879 | Industrial Advanced | 0.6 | 209.436 | 639889001954 | AC 9246BTU 230V 50-60HZ TYPE4X 316S-S | SIDEMTG, COMFORT CONTR, NANOCOATED CONDENSER, CONDENSATE EVAP. | 1 | 6079.8023 | Catalog Stocked Product | YES | L8 | _C | _31 | 03 | 1E | 14
3329508 | 3329508 | 7427.6982 | 4456.6189 | Industrial Advanced | 0.6 | 213.845 | 639889907195 | AC 10525BTU 230V 50/60HZ TYPE 3R/4 | UL LISTED | 1 | 4679.4499 | Catalog Stocked Product | YES | L8 | _C | _31 | 03 | 10 | 14
3329510 | 3329510 | 6516.7203 | 3910.0322 | Industrial Advanced | 0.6 | 167.549 | 639889000292 | AC 9246BTU 115V 50-60HZ TYPE12 STEEL | SIDEMTG, COMFORT CONTR, RAL7035, NANOCOATED CONDENSER, CONDENSATE EVAP | 1 | 4105.5338 | Catalog Stocked Product | YES | LS | _C | _31 | 03 | 10 | 14
3329514 | 3329514 | 9410.3424 | 5646.2054 | Industrial Advanced | 0.6 | 0 | 639889001947 | AC 9246BTU 115V 50-60HZ TYPE4X 316S-S | SIDEMTG, COMFORT CONTR,NANOCOATED CONDENSER, CONDENDSATE EVAP. | 1 | 5928.5157 | Catalog Non-Stocked Product | NO | LN | _C | _31 | 03 | 1E | 14
3329518 | 3329518 | 7913.2323 | 4747.9394 | Industrial Advanced | 0.6 | 238.095 | 639889907201 | AC 10525BTU 115V 50/60HZ TYPE 3R/4 | UL LISTED | 1 | 4985.3363 | Catalog Stocked Product | YES | L8 | _C | _31 | 03 | 10 | 14
3329540 | 3329540 | 6773.8665 | 4064.3199 | Industrial Advanced | 0.6 | 163.139 | 639889000308 | AC 9383BTU 460V 3 PH 60HZ TYPE12 STEEL | SIDEMTG, BLUE ECOMFORT CONTR, RAL7035, NANOCOATED CONDENSER, CONDENSAT | 1 | 4267.5359 | Catalog Stocked Product | YES | LS | _C | _31 | 03 | 10 | 14
3329544 | 3329544 | 9787.4454 | 5872.4672 | Industrial Advanced | 0.6 | 211.64 | 639889001930 | AC 9383BTU 460V 3 PH 60HZ TYPE4X 316S-S | SIDEMTG, BLUE ECOMFORT CONTR, NANOCOATED CONDENSER, CONDENSATE EVAP. | 1 | 6166.0906 | Catalog Stocked Product | YES | L8 | _C | _31 | 03 | 1E | 14
3329548 | 3329548 | 7872.8364 | 4723.7018 | Industrial Advanced | 0.6 | 209.436 | 639889907218 | AC 10525BTU 460V 3 PH 60HZ TYPE 3R/4 | UL LISTED | 1 | 4959.8869 | Catalog Stocked Product | YES | LS | _C | _31 | 03 | 10 | 14
3329600 | 3329600 | 11236.2147 | 6741.7288 | Industrial Advanced | 0.6 | 152.116 | 639889878402 | AC 9246BTU 230V 50-60HZ 304S-S | SIDEMTG, COMFORT CONTR, NANOCOATED CONDENSER, CONDENSATE EVAP. | 1 | 7078.8153 | Catalog Non-Stocked Product | NO | LN | _C | _31 | 03 | 1E | 14
3329640 | 3329640 | 11724.3225 | 7034.5935 | Industrial Advanced | 0.6 | 154.321 | 639889878419 | AC 9246BTU 460V 3 PH 60HZ 304S-S | SIDEMTG, COMFORT CONTR, NANOCOATED CONDENSER, CONDENSATE EVAP. | 1 | 7386.3232 | Catalog Non-Stocked Product | NO | LN | _C | _31 | 03 | 1E | 14
3332540 | 3332540 | 8509.7712 | 5105.8627 | Industrial Advanced | 0.6 | 233.135 | 639889000322 | AC 13477BTU 460V 3 PH 60HZ TYPE12 STEEL | SIDEMTG, BLUE ECOMFORT CONTR, RAL7035, NANOCOATED CONDENSER, CONDENSAT | 1 | 5361.1559 | Catalog Stocked Product | YES | LS | _C | _31 | 03 | 10 | 14
3332640 | 3332640 | 13714.7997 | 8228.8798 | Industrial Advanced | 0.6 | 238.095 | 639889001886 | AC 13477BTU 460V 3 PH 60HZ 304S-S | SIDEMTG, COMFORT CONTR, NANOCOATED CONDENSER, CONDENSATE EVAP. | 1 | 8640.3238 | Catalog Non-Stocked Product | NO | LN | _C | _31 | 03 | 1E | 14
3334300 | 3334300 | 12700.65 | 7620.39 | Industrial Advanced | 0.6 | 227.072 | 639889903319 | MINICHILLER 4000W 400/460V 3PH | BLUE E+ | 1 | 8001.4095 | Catalog Stocked Product | YES | L8 | _C | _35 | 41 | 10 | 14
3334400 | 3334400 | 15712.998 | 9427.7988 | Industrial Advanced | 0.6 | 244.709 | 639889906006 | MINICHILLER 5500W 400/460V 3PH | BLUE E+ 380-415 V, 3~, 50 Hz | 1 | 9899.1887 | Catalog Stocked Product | YES | LS | _C | _35 | 41 | 10 | 14
3334600 | 3334600 | 12698.0763 | 7618.8458 | Industrial Advanced | 0.6 | 229.277 | 639889001879 | MINICHILLER 4500W 400-460V 3 PH 50-60HZ | WITH PLASTIC TANK | 1 | 7999.7881 | Catalog Stocked Product | YES | LS | _C | _35 | 41 | 10 | 14
3336400 | 3336400 | 19174.2888 | 11504.5733 | Industrial Advanced | 0.6 | 551.146 | 639889912106 | BLUE E CHILLER, 11KW 460V 3~ 60 HZ | FOR CHILLERS 3320200, 3334300 | 1 | 12079.8019 | Catalog Non-Stocked Product | NO | LN | _C | _35 | 43 | 10 | 14
3336405 | 3336405 | 20914.11 | 12548.466 | Industrial Advanced | 0.6 | 559.965 | 639889911796 | BLUE E CHILLER, 11KW 460V 3~ 60 HZ W/OPT | INCLUDES ENHANCED PUMP, PRECISION CONTROLLER, 24VDC CONTROL VOLTAGE | 1 | 13175.8893 | Catalog Non-Stocked Product | NO | LN | _C | _35 | 43 | 10 | 14
3336410 | 3336410 | 21230.0037 | 12738.0022 | Industrial Advanced | 0.6 | 554.453 | 639889912113 | BLUE E CHILLER, 14KW 460V 3~ 60 HZ | stand-alone | 1 | 13374.9023 | Catalog Non-Stocked Product | NO | LN | _C | _35 | 43 | 10 | 14
3336415 | 3336415 | 23286.9495 | 13972.1697 | Industrial Advanced | 0.6 | 574.295 | 639889911802 | BLUE E CHILLER, 14KW 460V 3~ 60 HZ W/OPT | INCLUDES ENHANCED PUMP, PRECISION CONTROLLER, 24VDC CONTROL VOLTAGE | 1 | 14670.7782 | Catalog Non-Stocked Product | NO | LN | _C | _35 | 43 | 10 | 14
3336430 | 3336430 | 24709.5342 | 14825.7205 | Industrial Advanced | 0.6 | 698.854 | 639889912120 | BLUE E CHILLER, 20KW 460V 3~ 60 HZ | stand-alone | 1 | 15567.0065 | Catalog Non-Stocked Product | NO | LN | _C | _35 | 43 | 10 | 14
3336435 | 3336435 | 26765.1372 | 16059.0823 | Industrial Advanced | 0.6 | 694.444 | 639889911819 | BLUE E CHILLER, 20KW 460V 3~ 60 HZ W/OPT | INCLUDES ENHANCED PUMP, PRECISION CONTROLLER, 24VDC CONTROL VOLTAGE | 1 | 16862.0364 | Catalog Non-Stocked Product | NO | LN | _C | _35 | 43 | 10 | 14
3336450 | 3336450 | 26014.7358 | 15608.8415 | Industrial Advanced | 0.6 | 0 | 639889912137 | BLUE E CHILLER, 25KW 460V 3~ 60 HZ | stand-alone | 1 | 16389.2836 | Catalog Non-Stocked Product | NO | LN | _C | _35 | 43 | 10 | 14
3336455 | 3336455 | 28069.1079 | 16841.4647 | Industrial Advanced | 0.6 | 692.24 | 639889911826 | BLUE E CHILLER, 25KW 460V 3~ 60 HZ W/OPT | INCLUDES ENHANCED PUMP, PRECISION CONTROLLER, 24VDC CONTROL VOLTAGE | 1 | 17683.538 | Catalog Non-Stocked Product | NO | LN | _C | _35 | 43 | 10 | 14
3340230 | 3340230 | 735.6306 | 441.3784 | Industrial Advanced | 0.6 | 4.85 | 639889219656 | 19IN RACKMOUNT FAN TRAY 2 Fans 230VAC |  | 1 | 463.4473 | Catalog Non-Stocked Product | NO | LN | _C | _32 | 12 | 10 | 14
3341024 | 3341024 | 1925.1276 | 1155.0766 | Industrial Advanced | 0.6 | 4.056 | 639889219700 | 19IN RACKMOUNT FAN TRAY 3 Fans 24V DC | 85MM FAN DEPTH | 1 | 1212.8304 | Catalog Non-Stocked Product | NO | LN | _C | _32 | 12 | 30 | 14
3341115 | 3341115 | 781.062 | 468.6372 | Industrial Advanced | 0.6 | 6.041 | 639889219755 | 19IN RACKMOUNT FAN TRAY 3FANS 115VAC | 85MM FAN DEPTH | 1 | 492.0691 | Catalog Non-Stocked Product | NO | LN | _C | _32 | 12 | 10 | 14
3341230 | 3341230 | 781.062 | 468.6372 | Industrial Advanced | 0.6 | 6.012 | 639889219809 | 19IN RACKMOUNT FAN TRAY 3FANS 230VAC | 85MM FAN DEPTH | 1 | 492.0691 | Catalog Non-Stocked Product | NO | LN | _C | _32 | 12 | 10 | 14
3342024 | 3342024 | 1438.3626 | 863.0176 | Industrial Advanced | 0.6 | 4.101 | 639889219854 | 19IN RACKMOUNT FAN TRAY 3 FANS 24VDC | 105MM FAN DEPTH | 1 | 906.1684 | Catalog Non-Stocked Product | NO | LN | _C | _32 | 12 | 10 | 14
3342230 | 3342230 | 1050.2934 | 630.176 | Industrial Advanced | 0.6 | 6.047 | 639889219953 | 19IN RACKMOUNT FAN TRAY 3 FANS 230VAC | 105MM FAN DEPTH | 1 | 661.6848 | Catalog Non-Stocked Product | NO | LN | _C | _32 | 12 | 10 | 14
3342500 | 3342500 | 2130.0165 | 1278.0099 | Industrial Advanced | 0.6 | 4.405 | 639889220003 | 19IN RACKMOUNT FAN TRAY 3 FANS 24VDC | 105MM FAN DEPTH | 1 | 1341.9104 | Catalog Non-Stocked Product | NO | LN | _C | _32 | 12 | 10 | 14
3350230 | 3350230 | 530.1822 | 318.1093 | Industrial Advanced | 0.6 | 4.409 | 639889220157 | 19IN. VOMT FAN TRAY 190 CFM |  | 1 | 334.0148 | Catalog Non-Stocked Product | NO | LN | _C | _32 | 12 | 10 | 14
3351230 | 3351230 | 743.5755 | 446.1453 | Industrial Advanced | 0.6 | 5.979 | 639889220300 | 19IN. VOMT FAN TRAY 285 CFM | 3 FANS 85MM FAN DEPTH 230V AC | 1 | 468.4526 | Catalog Non-Stocked Product | NO | LN | _C | _32 | 12 | 10 | 14
3352230 | 3352230 | 1000.2741 | 600.1645 | Industrial Advanced | 0.6 | 6.016 | 639889220454 | 19IN. VOMT FAN TRAY 285 CFM | 3 FANS 105MM FAN DEPTH 230V AC | 1 | 630.1727 | Catalog Non-Stocked Product | NO | LN | _C | _32 | 12 | 10 | 14
3352500 | 3352500 | 2030.8731 | 1218.5239 | Industrial Advanced | 0.6 | 4.356 | 639889220508 | 19IN. VOMT FN TY W-ALARM 285CFM | 3FNS 105MM DEPTH 24V DC 230V | 1 | 1279.4501 | Catalog Non-Stocked Product | NO | LN | _C | _32 | 12 | 10 | 14
3355100 | 3355100 | 264.6435 | 158.7861 | Industrial Advanced | 0.6 | 1.995 | 639889220553 | MTG FRAME F-115V_230V VARIOMNT |  | 1 | 166.7254 | Catalog Non-Stocked Product | NO | LN | _C | _40 | 51 | 10 | 14
3355700 | 3355700 | 352.0374 | 211.2224 | Industrial Advanced | 0.6 | 1.279 | 639889912076 | BLUE E+ ROOMOUNT DISPLAY FRAME | REMOTELY LOCATE TOUCH SCREEN DISPLAY | 1 | 221.7836 | Catalog Non-Stocked Product | NO | LN | _C | _40 | 51 | 10 | 14
3355720 | 3355720 | 328.8741 | 197.3245 | Industrial Advanced | 0.6 | 1.102 | 639889912090 | BLUE E+ AC ROOFMOUNT CONDENSATE EVAPORAT | for Blue e+ roof-mounted cooling unit | 1 | 207.1907 | Catalog Non-Stocked Product | NO | LN | _C | _40 | 52 | 10 | 14
3357100 | 3357100 | 407.7636 | 244.6582 | Industrial Advanced | 0.6 | 3.351 | 639889220652 | MOUNTING FRAME FOR 3350 | 3352500 DC | 1 | 256.8911 | Catalog Non-Stocked Product | NO | LN | _C | _40 | 51 | 10 | 14
3359500 | 3359500 | 5453.1108 | 3271.8665 | Industrial Advanced | 0.6 | 85.979 | 639889376571 | AC 2695BTU 230V 50-60HZ TYPE12 STEEL | ROOFMTG, COMFORT CONTR, RAL7035, NANOCOATED CONDENSER, CONDENSATE EVAP | 1 | 3435.4598 | Catalog Stocked Product | YES | LS | _C | _31 | 02 | 10 | 14
3359510 | 3359510 | 5566.5774 | 3339.9464 | Industrial Advanced | 0.6 | 82 | 639889376588 | AC 2695BTU 115V 50-60HZ TYPE12 STEEL | ROOFMTG, COMFORT CONTR, RAL7035, NANOCOATED CONDENSER, CONDENSATE EVAP | 1 | 3506.9438 | Catalog Non-Stocked Product | NO | LN | _C | _31 | 02 | 10 | 14
3359540 | 3359540 | 6324.9237 | 3794.9542 | Industrial Advanced | 0.6 | 90.388 | 639889376595 | AC 2695BTU 400V 2 PH 50-60HZ TYPE12 STE | ROOFMTG, COMFORT CONTR, RAL7035, NANOCOATED CONDENSER, CONDENSATE EVAP | 1 | 3984.7019 | Catalog Non-Stocked Product | NO | LN | _C | _31 | 02 | 10 | 14
3359600 | 3359600 | 8314.0581 | 4988.4349 | Industrial Advanced | 0.6 | 82.121 | 639889376601 | AC 2695BTU 230V 50-60HZ 304S-S | ROOFMTG, COMFORT CONTR, NANOCOATED CONDENSER, CONDENSATE EVAP. | 1 | 5237.8566 | Catalog Non-Stocked Product | NO | LN | _C | _31 | 02 | 1E | 14
3360100 | 3360100 | 10587.4185 | 6352.4511 | Industrial Advanced | 0.6 | 132.275 | 639889001633 | RTT CHILLER 1000W,400V-3,60HZ |  | 1 | 6670.0737 | Catalog Non-Stocked Product | NO | LN | _C | _35 | 41 | 10 | 14
3360250 | 3360250 | 12130.2957 | 7278.1774 | Industrial Advanced | 0.6 | 171.958 | 639889001626 | RTT CHILLER 2500W,400V-3,60HZ | 2500 Watt, 400V 3~ 50/60Hz | 1 | 7642.0863 | Catalog Non-Stocked Product | NO | LN | _C | _35 | 41 | 10 | 14
3361500 | 3361500 | 3868.4949 | 2321.0969 | Industrial Advanced | 0.6 | 48.821 | 639889376694 | AC 3036BTU 230V 50-60HZ TYPE12 STEEL | SIDEMTG, COMFORT CONTR, RAL7035, NANOCOATED CONDENSER | 1 | 2437.1518 | Catalog Stocked Product | YES | LS | _C | _31 | 03 | 10 | 14
3361510 | 3361510 | 3706.6875 | 2224.0125 | Industrial Advanced | 0.6 | 51.808 | 639889376700 | AC 3036BTU 115V 60HZ TYPE12 STEEL | SIDEMTG, COMFORT CONTR, RAL7035, NANOCOATED CONDENSER | 1 | 2335.2131 | Catalog Stocked Product | YES | LS | _C | _31 | 03 | 10 | 14
3361540 | 3361540 | 4330.6419 | 2598.3851 | Industrial Advanced | 0.6 | 59.524 | 639889376717 | AC 2660BTU 400V 2 PH 50-60HZ TYPE12 STE | SIDEMTG, COMFORT CONTR, RAL7035, NANOCOATED CONDENSER | 1 | 2728.3044 | Catalog Stocked Product | YES | LS | _C | _31 | 03 | 10 | 14
3361600 | 3361600 | 6495.9069 | 3897.5441 | Industrial Advanced | 0.6 | 48.104 | 639889376724 | AC 3036BTU 230V 50-60HZ 304S-S | SIDEMTG, COMFORT CONTR, NANOCOATED CONDENSER | 1 | 4092.4213 | Catalog Non-Stocked Product | NO | LN | _C | _31 | 03 | 1E | 14
3361610 | 3361610 | 6495.9069 | 3897.5441 | Industrial Advanced | 0.6 | 50 | 639889376731 | AC 2660BTU 115V 60HZ 304S-S | SIDEMTG, COMFORT CONTR, NANOCOATED CONDENSER | 1 | 4092.4213 | Catalog Non-Stocked Product | NO | LN | _C | _31 | 03 | 1E | 14
3361640 | 3361640 | 6794.1204 | 4076.4722 | Industrial Advanced | 0.6 | 0 | 639889376748 | AC 2660BTU 400V 2 PH 50-60HZ 304S-S |  | 1 | 4280.2959 | Catalog Non-Stocked Product | NO | LN | _C | _31 | 03 | 1E | 14
3363100 | 3363100 | 2037.3633 | 1222.418 | Industrial Advanced | 0.6 | 20.644 | 639889843776 | A-W HEX 1706BTU 230V 50-60HZ TYPE 12 | SIDEMTG, BASIC CONTROL, RAL 7035, STEEL | 1 | 1283.5389 | Catalog Non-Stocked Product | NO | LN | _C | _34 | 32 | 10 | 14
3363500 | 3363500 | 2846.6241 | 1707.9745 | Industrial Advanced | 0.6 | 19.18 | 639889843837 | A-W HEX 1706BTU 230V 50-60HZ TYPE 12 | SIDEMTG, COMFORT CONTROL, RAL 7035, STEEL | 1 | 1793.3732 | Catalog Non-Stocked Product | NO | LN | _C | _34 | 32 | 10 | 14
3364100 | 3364100 | 2367.6921 | 1420.6153 | Industrial Advanced | 0.6 | 22.046 | 639889852327 | A-W HEX 3412BTU 230V 50-60HZ TYPE 12 | SIDEMTG, BASIC CONTROL, RAL 7035, STEEL | 1 | 1491.646 | Catalog Stocked Product | YES | LS | _C | _34 | 32 | 10 | 14
3364500 | 3364500 | 2747.3688 | 1648.4213 | Industrial Advanced | 0.6 | 22.817 | 639889852389 | A-W HEX 3412BTU 230V 50-60HZ TYPE 12 | SIDEMTG, COMFORT CONTROL, RAL 7035, STEEL | 1 | 1730.8423 | Catalog Stocked Product | YES | L8 | _C | _34 | 32 | 10 | 14
3366500 | 3366500 | 8013.7185 | 4808.2311 | Industrial Advanced | 0.6 | 147.707 | 639889376816 | AC 5459BTU 230V 50-60HZ TYPE12 STEEL | SLIMLINE, SIDEMTG, COMFORT CONTR, RAL7035, NANOCOATED CONDENSER,CONDEN | 1 | 5048.6427 | Catalog Stocked Product | YES | LS | _C | _31 | 03 | 10 | 14
3366540 | 3366540 | 8735.5854 | 5241.3512 | Industrial Advanced | 0.6 | 145.503 | 639889376830 | AC 5459BTU 460 3 PH 60HZ TYPE12 STEEL | SLIMLINE, SIDEMTG, COMFORT CONTR, RAL7035, NANOCOATED CONDENSER,CONDEN | 1 | 5503.4188 | Catalog Stocked Product | YES | LS | _C | _31 | 03 | 10 | 14
3373100 | 3373100 | 3396.165 | 2037.699 | Industrial Advanced | 0.6 | 43.527 | 639889852440 | A-W HEX 6824BTU 230V 50-60HZ TYPE 12 | SIDEMTG, BASIC CONTROL, RAL 7035, STEEL | 1 | 2139.584 | Catalog Stocked Product | YES | LS | _C | _34 | 32 | 10 | 14
3373140 | 3373140 | 3787.7031 | 2272.6219 | Industrial Advanced | 0.6 | 47.33 | 639889852488 | A-W HEX 6824BTU 400V 2 PH 50-60HZ TYPE | SIDEMTG, BASIC CONTROL, RAL 7035, STEEL | 1 | 2386.253 | Catalog Non-Stocked Product | NO | LN | _C | _34 | 32 | 10 | 14
3373500 | 3373500 | 3546.2229 | 2127.7337 | Industrial Advanced | 0.6 | 43.664 | 639889852501 | A-W HEX 6824BTU 230V 50-60HZ TYPE 12 | SIDEMTG, COMFORT CONTROL, RAL 7035, STEEL | 1 | 2234.1204 | Catalog Stocked Product | YES | LS | _C | _34 | 32 | 10 | 14
3373540 | 3373540 | 3722.5773 | 2233.5464 | Industrial Advanced | 0.6 | 49.162 | 639889852549 | A-W HEX 6824BTU 400V 2 PH 50-60HZ TYPE |  | 1 | 2345.2237 | Catalog Non-Stocked Product | NO | LN | _C | _34 | 32 | 10 | 14
3374100 | 3374100 | 3937.761 | 2362.6566 | Industrial Advanced | 0.6 | 53.474 | 639889852563 | A-W HEX 10236BTU 230V 50-60HZ TYPE 12 | SIDEMTG, BASIC CONTROL, RAL 7035, STEEL | 1 | 2480.7894 | Catalog Stocked Product | YES | LS | _C | _34 | 32 | 10 | 14
3374104 | 3374104 | 9756.6729 | 5854.0037 | Industrial Advanced | 0.6 | 57.319 | 639889852570 | A-W HEX 7677BTU 230V 50-60HZ TYPE 12 |  | 1 | 6146.7039 | Catalog Non-Stocked Product | NO | LN | _C | _34 | 32 | 10 | 14
3374110 | 3374110 | 3926.0115 | 2355.6069 | Industrial Advanced | 0.6 | 54.784 | 639889852587 | A-W HEX 10236BTU 115V 50-60HZ TYPE 12 | SIDEMTG, BASIC CONTROL, RAL 7035, STEEL | 1 | 2473.3872 | Catalog Stocked Product | YES | LS | _C | _34 | 32 | 70 | 14
3374500 | 3374500 | 4316.2068 | 2589.7241 | Industrial Advanced | 0.6 | 53.397 | 639889852624 | A-W HEX 10236BTU 230V 50-60HZ TYPE 12 | SIDEMTG, COMFORT CONTROL, RAL 7035, STEEL | 1 | 2719.2103 | Catalog Non-Stocked Product | NO | LN | _C | _34 | 32 | 10 | 14
3374504 | 3374504 | 10794.6573 | 6476.7944 | Industrial Advanced | 0.6 | 55.115 | 639889852631 | A-W HEX 7677BTU 230V 50-60HZ TYPE 12 | SIDEMTG, COMFORT CONTROL, RAL 7035, WATER CARRYING PARTS 316 STAINLESS | 1 | 6800.6341 | Catalog Non-Stocked Product | NO | LN | _C | _34 | 32 | 10 | 14
3374510 | 3374510 | 4307.031 | 2584.2186 | Industrial Advanced | 0.6 | 57.319 | 639889852648 | A-W HEX 10236BTU 115V 50-60HZ TYPE 12 | SIDEMTG, COMFORT CONTROL, RAL 7035, STEEL | 1 | 2713.4295 | Catalog Stocked Product | YES | LS | _C | _34 | 32 | 10 | 14
3374540 | 3374540 | 4351.4553 | 2610.8732 | Industrial Advanced | 0.6 | 59.524 | 639889852662 | A-W HEX 10236BTU 400V 2 PH 50-60HZ TYPE | SIDEMTG, COMFORT CONTROL, RAL 7035, STEEL | 1 | 2741.4168 | Catalog Non-Stocked Product | NO | LN | _C | _34 | 32 | 10 | 14
3375100 | 3375100 | 5195.9646 | 3117.5788 | Industrial Advanced | 0.6 | 99.206 | 639889852686 | A-W HEX 17060BTU 230V 50-60HZ TYPE 12 | SIDEMTG, BASIC CONTROL, RAL 7035, STEEL | 1 | 3273.4577 | Catalog Stocked Product | YES | LS | _C | _34 | 32 | 10 | 14
3375140 | 3375140 | 4458.2079 | 2674.9247 | Industrial Advanced | 0.6 | 0 | 639889852723 | A-W HEX 17060BTU 400V 2 PH 50-60HZ TYPE |  | 1 | 2808.671 | Catalog Non-Stocked Product | NO | LN | _C | _34 | 32 | 10 | 14
3375144 | 3375144 | 16330.4622 | 9798.2773 | Industrial Advanced | 0.6 | 0 | 639889896048 | SK AIR_WATER HEAT EXCHANGER 4500 W |  | 1 | 10288.1912 | Catalog Non-Stocked Product | NO | LN | _C | _34 | 32 | 10 | 14
3375500 | 3375500 | 5578.3269 | 3346.9961 | Industrial Advanced | 0.6 | 97.002 | 639889852747 | A-W HEX 17060BTU 230V 50-60HZ TYPE 12 | SIDEMTG, COMFORT CONTROL, RAL 7035, STEEL | 1 | 3514.3459 | Catalog Non-Stocked Product | NO | LN | _C | _34 | 32 | 10 | 14
3375510 | 3375510 | 6164.3472 | 3698.6083 | Industrial Advanced | 0.6 | 101.411 | 639889852761 | A-W HEX 17060BTU 115V 50-60HZ TYPE 12 | SIDEMTG, COMFORT CONTROL, RAL 7035, STEEL | 1 | 3883.5387 | Catalog Stocked Product | YES | LS | _C | _34 | 32 | 10 | 14
3375540 | 3375540 | 4859.1456 | 2915.4874 | Industrial Advanced | 0.6 | 103.616 | 639889852785 | A-W HEX 17060BTU 400V 2 PH 50-60HZ TYPE | SIDEMTG, COMFORT CONTROL, RAL 7035, STEEL | 1 | 3061.2617 | Catalog Non-Stocked Product | NO | LN | _C | _34 | 32 | 10 | 14
3377000 | 3377000 | 853.1256 | 511.8754 | Industrial Advanced | 0.6 | 25.529 | 639889836501 | TRIM FOR SK 3366 XXX AND 3377 XXX | SK 3366.xxx AND SK 3377.xxx | 1 | 537.4691 | Catalog Non-Stocked Product | NO | LN | _C | _40 | 51 | 10 | 14
3378300 | 3378300 | 9797.964 | 5878.7784 | Industrial Advanced | 0.6 | 267.857 | 639889923973 | VX 25 LCP INDUSTRY III,10KW, T600 MM |  | 1 | 6172.7173 | Catalog Non-Stocked Product | NO | LN | _C | _34 | 32 | 10 | 14
3378380 | 3378380 | 16141.4631 | 9684.8779 | Industrial Advanced | 0.6 | 298.721 | 639889927117 | VX25 LCP INDUSTRY III 10KW | 2000H0300W0800D 230V | 1 | 10169.1218 | Catalog Non-Stocked Product | NO | LN | _C | _34 | 32 | 10 | 14
3382500 | 3382500 | 3978.1569 | 2386.8941 | Industrial Advanced | 0.6 | 83.774 | 639889000353 | AC 2115BTU 230V 50-60HZ TYPE12 STEEL | ROOFMTG, COMFORT CONTR, RAL7035, NANOCOATED CONDENSER, CONDENSATE EVAP | 1 | 2506.2388 | Catalog Non-Stocked Product | NO | LN | _C | _31 | 02 | 10 | 14
3382510 | 3382510 | 3835.8201 | 2301.4921 | Industrial Advanced | 0.6 | 94.797 | 639889000360 | AC 2115BTU 115V 50-60HZ TYPE12 STEEL | ROOFMTG, COMFORT CONTR, RAL7035, NANOCOATED CONDENSER, CONDENSATE EVAP | 1 | 2416.5667 | Catalog Stocked Product | YES | LS | _C | _31 | 02 | 10 | 14
3383500 | 3383500 | 4877.4972 | 2926.4983 | Industrial Advanced | 0.6 | 97.002 | 639889000407 | AC 3719BTU 230V 50-60HZ TYPE12 STEEL | ROOFMTG, BLUE ECOMFORT CONTR, RAL7035, NANOCOATED CONDENSER, CONDENSAT | 1 | 3072.8232 | Catalog Stocked Product | YES | LS | _C | _31 | 02 | 10 | 14
3383510 | 3383510 | 4623.0366 | 2773.822 | Industrial Advanced | 0.6 | 108.025 | 639889000414 | AC 3719BTU 115V 50-60HZ TYPE12 STEEL | ROOFMTG, COMFORT CONTR, RAL7035, NANOCOATED CONDENSER, CONDENSATE EVAP | 1 | 2912.5131 | Catalog Stocked Product | YES | LS | _C | _31 | 02 | 10 | 14
3383540 | 3383540 | 5078.3577 | 3047.0146 | Industrial Advanced | 0.6 | 108.025 | 639889000421 | AC 3719BTU 400V 2 PH 50-60HZ TYPE12 STE | ROOFMTG, BLUE ECOMFORT CONTR, RAL7035, NANOCOATED CONDENSER, CONDENSAT | 1 | 3199.3654 | Catalog Non-Stocked Product | NO | LN | _C | _31 | 02 | 10 | 14
3383610 | 3383610 | 10464.888 | 6278.9328 | Industrial Advanced | 0.6 | 108.025 | 639889001527 | AC 4460BTU 115V 50-60HZ 304S-S | ROOFMTG, COMFORT CONTR, NANOCOATED CONDENSER, CONDENSATE EVAP. | 1 | 6592.8794 | Catalog Non-Stocked Product | NO | LN | _C | _31 | 02 | 5E | 14
3384500 | 3384500 | 5071.9794 | 3043.1876 | Industrial Advanced | 0.6 | 112.434 | 639889000469 | AC 5630BTU 230V 50-60HZ TYPE12 STEEL | ROOFMTG, BLUE ECOMFORT CONTR, RAL7035, NANOCOATED CONDENSER, CONDENSAT | 1 | 3195.347 | Catalog Stocked Product | YES | LS | _C | _31 | 02 | 10 | 14
3384510 | 3384510 | 5040.6474 | 3024.3884 | Industrial Advanced | 0.6 | 119.048 | 639889000476 | AC 5630BTU 115V 50-60HZ TYPE12 STEEL | ROOFMTG, COMFORT CONTR, RAL7035, NANOCOATED CONDENSER, CONDENSATE EVAP | 1 | 3175.6079 | Catalog Stocked Product | YES | LS | _C | _31 | 02 | 10 | 14
3384540 | 3384540 | 5993.364 | 3596.0184 | Industrial Advanced | 0.6 | 125.661 | 639889000483 | AC 5630BTU 400V 2 PH 50-60HZ TYPE12 STE | ROOFMTG, COMFORT CONTR, RAL7035, NANOCOATED CONDENSER, CONDENSATE EVAP | 1 | 3775.8193 | Catalog Stocked Product | YES | L8 | _C | _31 | 02 | 10 | 14
3385500 | 3385500 | 7139.3319 | 4283.5991 | Industrial Advanced | 0.6 | 113.977 | 639889000520 | AC 7301BTU 230V 50-60HZ TYPE12 STEEL | ROOFMTG, COMFORT CONTR, RAL7035, NANOCOATED CONDENSER, CONDENSATE EVAP | 1 | 4497.7791 | Catalog Stocked Product | YES | LS | _C | _31 | 02 | 10 | 14
3385510 | 3385510 | 7106.6571 | 4263.9943 | Industrial Advanced | 0.6 | 114.638 | 639889000537 | AC 7301BTU 115V 50-60HZ TYPE12 STEEL | ROOFMTG, COMFORT CONTR, RAL7035, NANOCOATED CONDENSER, CONDENSATE EVAP | 1 | 4477.194 | Catalog Stocked Product | YES | LS | _C | _31 | 02 | 10 | 14
3385540 | 3385540 | 7533.4437 | 4520.0662 | Industrial Advanced | 0.6 | 136.684 | 639889000544 | AC 7301BTU 400V 2 PH 50-60HZ TYPE12 STE | ROOFMTG, COMFORT CONTR, RAL7035, NANOCOATED CONDENSER, CONDENSATE EVAP | 1 | 4746.0695 | Catalog Stocked Product | YES | LS | _C | _31 | 02 | 10 | 14
3385600 | 3385600 | 10301.7378 | 6181.0427 | Industrial Advanced | 0.6 | 112.434 | 639889003569 | AC 7301BTU 230V 50-60HZ 304S-S | ROOFMTG, COMFORT CONTR, NANOCOATED CONDENSER, CONDENSATE EVAP. | 1 | 6490.0948 | Catalog Non-Stocked Product | NO | LN | _C | _31 | 02 | 1E | 14
3385640 | 3385640 | 11539.0161 | 6923.4097 | Industrial Advanced | 0.6 | 123.457 | 639889003545 | AC 7301BTU 400V 2 PH 50-60HZ 304S-S | ROOFMTG, COMFORT CONTR, NANOCOATED CONDENSER, CONDENSATE EVAP. | 1 | 7269.5801 | Catalog Non-Stocked Product | NO | LN | _C | _31 | 02 | 1E | 14
3386540 | 3386540 | 8128.6398 | 4877.1839 | Industrial Advanced | 0.6 | 185.185 | 639889000568 | AC 11260BTU 460V 3 PH 60HZ TYPE12 STEEL | ROOFMTG, COMFORT CONTR, RAL7035, NANOCOATED CONDENSER, CONDENSATE EVAP | 1 | 5121.0431 | Catalog Stocked Product | YES | LS | _C | _31 | 02 | 10 | 14
3386640 | 3386640 | 12461.7435 | 7477.0461 | Industrial Advanced | 0.6 | 194.004 | 639889003521 | AC 11260BTU 460V 3 PH 60HZ 304S-S | ROOFMTG, COMFORT CONTR, NANOCOATED CONDENSER, CONDENSATE EVAP. | 1 | 7850.8984 | Catalog Non-Stocked Product | NO | LN | _C | _31 | 02 | 1E | 14
3387540 | 3387540 | 9612.6576 | 5767.5946 | Industrial Advanced | 0.6 | 202.822 | 639889000582 | AC 13648BTU 460V 3 PH 60HZ TYPE12 STEEL | ROOFMTG, COMFORT CONTR, RAL7035, NANOCOATED CONDENSER, CONDENSATE EVAP | 1 | 6055.9743 | Catalog Stocked Product | YES | LS | _C | _31 | 02 | 10 | 14
3387640 | 3387640 | 14764.086 | 8858.4516 | Industrial Advanced | 0.6 | 202.822 | 639889003507 | AC 13648BTU 460V 3 PH 60HZ 304S-S | ROOFMTG, COMFORT CONTR, NANOCOATED CONDENSER, CONDENSATE EVAP. | 1 | 9301.3742 | Catalog Non-Stocked Product | NO | LN | _C | _31 | 02 | 1E | 14
3396010 | 3396010 | 764.6127 | 573.4595 | Spare Parts | 0.75 | 7.057 | 639889306301 | RTT CONDENSER FAN For 3305-3255 | 3305100/110/500/510 | 1 | 481.706 | Non-Stocked Spare Part Product | NO | SP | _E | _52 | 13 | 40 | SP
3396023 | 3396023 | 1159.9554 | 869.9665 | Spare Parts | 0.75 | 10.758 | 639889932364 | SK RADIALVENT. 2XA4E250+BLENDE | SK 3290 100/500 | 1 | 730.7719 | Non-Stocked Spare Part Product | NO | SP | _E | _52 | 13 | 40 | SP
3396046 | 3396046 | 521.5659 | 391.1744 | Spare Parts | 0.75 | 0.441 | 639889932371 | SK TEMPERATURE SENSOR | SK 3293 100 | 1 | 328.5865 | Non-Stocked Spare Part Product | NO | SP | _E | _52 | 13 | 40 | SP
3396075 | 3396075 | 270.6861 | 203.0146 | Spare Parts | 0.75 | 3.042 | 639889932388 | SK LOUVRED GRILL WATER CONNECTION | SK 3255/3395 134 | 1 | 170.5322 | Non-Stocked Spare Part Product | NO | SP | _E | _52 | 13 | 40 | SP
3396076 | 3396076 | 547.9743 | 410.9807 | Spare Parts | 0.75 | 4.541 | 639889306592 | RTT COND FAN R2E220AA (VERF) | FOR 3304500 / EVAP F. 3305500 | 1 | 345.2238 | Non-Stocked Spare Part Product | NO | SP | _E | _52 | 13 | 40 | SP
3396093 | 3396093 | 1214.8983 | 911.1737 | Spare Parts | 0.75 | 9.363 | 639889909212 | PUMP F.3318,3319 CHILLERS | SPECK-PUMPEN LNY 2841.0010 | 1 | 765.3859 | Non-Stocked Spare Part Product | NO | SP | _E | _52 | 13 | 40 | SP
3396106 | 3396106 | 1373.9082 | 1030.4311 | Spare Parts | 0.75 | 6.085 | 639889909915 | MICROCONTROLLER BOX | F.SK3392540 | 1 | 865.5622 | Non-Stocked Spare Part Product | NO | SP | _E | _52 | 13 | 40 | SP
3396107 | 3396107 | 2895.3006 | 2171.4754 | Spare Parts | 0.75 | 20.112 | 639889932395 | PUMP FOR 3320561 | T-401/110.0025 SPECK | 1 | 1824.0394 | Non-Stocked Spare Part Product | NO | SP | _E | _52 | 13 | 40 | SP
3396111 | 3396111 | 860.3991 | 645.2993 | Spare Parts | 0.75 | 0.617 | 639889932401 | SK FLOW SWITCH | VK315MORITTA10 | 1 | 542.0514 | Non-Stocked Spare Part Product | NO | SP | _E | _52 | 13 | 40 | SP
3396113 | 3396113 | 3099.2943 | 2324.4707 | Spare Parts | 0.75 | 10.891 | 639889932418 | SK DISK EVAPORATOR | FOR SK 3320 / 3334 | 1 | 1952.5554 | Non-Stocked Spare Part Product | NO | SP | _E | _52 | 13 | 40 | SP
3396120 | 3396120 | 551.2194 | 413.4146 | Spare Parts | 0.75 | 5.203 | 639889909601 | SK RADIALVENT. R2E180AT06-XX | F/3215100 | 1 | 347.2682 | Non-Stocked Spare Part Product | NO | SP | _E | _52 | 13 | 40 | SP
3396138 | 3396138 | 4602.5589 | 3451.9192 | Spare Parts | 0.75 | 92.218 | 639889931299 | SK COMPRESSOR |  | 1 | 2899.6121 | Non-Stocked Spare Part Product | NO | SP | _E | _52 | 13 | 40 | SP
3396142 | 3396142 | 6857.3439 | 5143.0079 | Spare Parts | 0.75 | 93.32 | 639889910188 | SK COMPRESSOR | DANFOSS, MTZ64HM4 380-400V/3/50HZ | 1 | 4320.1267 | Non-Stocked Spare Part Product | NO | SP | _E | _52 | 13 | 40 | SP
3396143 | 3396143 | 4487.9733 | 3365.98 | Spare Parts | 0.75 | 69.004 | 639889910676 | SK COMPRESSOR, DMG SPARE | MTZ40JH4 380-400V/3/50HZ DANFOSS | 1 | 2827.4232 | Non-Stocked Spare Part Product | NO | SP | _E | _52 | 13 | 40 | SP
3396146 | 3396146 | 4012.9578 | 3009.7183 | Spare Parts | 0.75 | 61.728 | 639889910867 | SK COMPRESSOR MTZ36JG4 400V-3-50HZ | DANFOS | 1 | 2528.1634 | Non-Stocked Spare Part Product | NO | SP | _E | _52 | 13 | 40 | SP
3396153 | 3396153 | 756.2202 | 567.1652 | Spare Parts | 0.75 | 10.802 | 639889932425 | SK VENTILATOR A4D350-AP08-01 | EBM | 1 | 476.4187 | Non-Stocked Spare Part Product | NO | SP | _E | _52 | 13 | 40 | SP
3396168 | 3396168 | 1297.2567 | 972.9425 | Spare Parts | 0.75 | 15.983 | 639889909014 | SK PUMP T 65 E GIRANTE 430-3-50-60 | CALPEDA, KELVIN CODE PP00000105 | 1 | 817.2717 | Non-Stocked Spare Part Product | NO | SP | _E | _52 | 13 | 40 | SP
3396205 | 3396205 | 403.3995 | 302.5496 | Spare Parts | 0.75 | 1.171 | 639889909656 | SK EXP VALVE | TX3-M36 R134E | 1 | 254.1417 | Non-Stocked Spare Part Product | NO | SP | _E | _52 | 13 | 40 | SP
3396206 | 3396206 | 450.3975 | 337.7981 | Spare Parts | 0.75 | 1.764 | 639889932432 | EXPANSION VALVE, DMG SPARE | TX3-N36 ALCO | 1 | 283.7504 | Non-Stocked Spare Part Product | NO | SP | _E | _52 | 13 | 40 | SP
3396208 | 3396208 | 455.0973 | 341.323 | Spare Parts | 0.75 | 1.543 | 639889908567 | TXV ALCO | E-VENTIL TX3-N37 R407c | 1 | 286.7113 | Non-Stocked Spare Part Product | NO | SP | _E | _52 | 13 | 40 | SP
3396209 | 3396209 | 162.9264 | 122.1948 | Spare Parts | 0.75 | 0.099 | 639889909687 | TEMPERATURE SENSOR |  | 1 | 102.6436 | Non-Stocked Spare Part Product | NO | SP | _E | _52 | 13 | 40 | SP
3396212 | 3396212 | 386.5026 | 289.8769 | Spare Parts | 0.75 | 0.359 | 639889932449 | SK EXPANSION VALVE | DANFOSS | 1 | 243.4966 | Non-Stocked Spare Part Product | NO | SP | _E | _52 | 13 | 40 | SP
3396213 | 3396213 | 465.504 | 349.128 | Spare Parts | 0.75 | 1.543 | 639889909533 | EXPANSION VALVE | ALCO TX3-N38R407C | 1 | 293.2675 | Non-Stocked Spare Part Product | NO | SP | _E | _52 | 13 | 40 | SP
3396218 | 3396218 | 804.8967 | 603.6725 | Spare Parts | 0.75 | 0.522 | 639889910362 | SOLENOID VALVE | EVR 6 10MM | 1 | 507.0849 | Non-Stocked Spare Part Product | NO | SP | _E | _52 | 13 | 40 | SP
3396220 | 3396220 | 1036.5297 | 777.3973 | Spare Parts | 0.75 | 2.063 | 639889911659 | FLOW CONTROL SWITCH | IFE5R35 ELETTROTEC | 1 | 653.0137 | Non-Stocked Spare Part Product | NO | SP | _E | _52 | 13 | 40 | SP
3396221 | 3396221 | 813.6249 | 610.2187 | Spare Parts | 0.75 | 0.939 | 639889932456 | SK FLOW SWITCH | VK325MORITTA04 SIKA | 1 | 512.5837 | Non-Stocked Spare Part Product | NO | SP | _E | _52 | 13 | 40 | SP
3396239 | 3396239 | 305.9346 | 229.4509 | Spare Parts | 0.75 | 0.71 | 639889932463 | SK PRESSOSTAT FILTER MAT KP5 | DANFOSS | 1 | 192.7388 | Non-Stocked Spare Part Product | NO | SP | _E | _52 | 13 | 40 | SP
3396242 | 3396242 | 214.6242 | 160.9682 | Spare Parts | 0.75 | 0.531 | 639889932470 | LOW PRESSURE SWITCH | ALCO PS3 A1S | 1 | 135.2132 | Non-Stocked Spare Part Product | NO | SP | _E | _52 | 13 | 40 | SP
3396243 | 3396243 | 214.0647 | 160.5485 | Spare Parts | 0.75 | 0.97 | 639889908499 | SK HIGH PRESSURE SWITCH, DMG SPARE | PS-W6S PSAH ALCO | 1 | 134.8608 | Non-Stocked Spare Part Product | NO | SP | _E | _52 | 13 | 40 | SP
3396245 | 3396245 | 846.8592 | 635.1444 | Spare Parts | 0.75 | 4.608 | 639889891364 | RTT COND FAN AS4C250 | FOR 3383,3384 | 1 | 533.5213 | Non-Stocked Spare Part Product | NO | SP | _E | _52 | 13 | 40 | SP
3396246 | 3396246 | 1154.3604 | 865.7703 | Spare Parts | 0.75 | 5.732 | 639889891371 | RTT COND FAN AS4T300 | FOR 3386 | 1 | 727.2471 | Non-Stocked Spare Part Product | NO | SP | _E | _52 | 13 | 40 | SP
3396247 | 3396247 | 1114.0764 | 835.5573 | Spare Parts | 0.75 | 7.231 | 639889891388 | SK AXIAL FAN A4D315-AP30-12 | FOR 3387 | 1 | 701.8681 | Non-Stocked Spare Part Product | NO | SP | _E | _52 | 13 | 40 | SP
3396248 | 3396248 | 672.1833 | 504.1375 | Spare Parts | 0.75 | 2.187 | 639889891395 | RTT COND FAN R2E133BH66-25 | FOR 3303100,500 | 1 | 423.4755 | Non-Stocked Spare Part Product | NO | SP | _E | _52 | 13 | 40 | SP
3396250 | 3396250 | 563.4165 | 422.5624 | Spare Parts | 0.75 | 7.004 | 639889891418 | RTT COND FAN RB2T 225-088 | FOR 3329140,540 | 1 | 354.9524 | Non-Stocked Spare Part Product | NO | SP | _E | _52 | 13 | 40 | SP
3396251 | 3396251 | 694.1157 | 520.5868 | Spare Parts | 0.75 | 2.288 | 639889891425 | SK RADIAL FAN | R2E 133BH66-34 | 1 | 437.2929 | Non-Stocked Spare Part Product | NO | SP | _E | _52 | 13 | 40 | SP
3396252 | 3396252 | 343.8687 | 257.9015 | Spare Parts | 0.75 | 2.822 | 639889891432 | RTT COND FAN R2E133BH72-14 | FOR 3302110 | 1 | 216.6373 | Non-Stocked Spare Part Product | NO | SP | _E | _52 | 13 | 40 | SP
3396253 | 3396253 | 343.0854 | 257.3141 | Spare Parts | 0.75 | 2.822 | 639889891449 | RTT COND FAN R2E133BH72-25 | FOR 3303110,510 | 1 | 216.1438 | Non-Stocked Spare Part Product | NO | SP | _E | _52 | 13 | 40 | SP
3396254 | 3396254 | 621.1569 | 465.8677 | Spare Parts | 0.75 | 6.951 | 639889891456 | RTT COND FAN R225XX | FOR 3304140,540 3305140,540 | 1 | 391.3288 | Non-Stocked Spare Part Product | NO | SP | _E | _52 | 13 | 40 | SP
3396256 | 3396256 | 481.0581 | 360.7936 | Spare Parts | 0.75 | 5.871 | 639889891470 | RTT COND FAN RB2C 220-063 | FOR 3328100,110,500,510 | 1 | 303.0666 | Non-Stocked Spare Part Product | NO | SP | _E | _52 | 13 | 40 | SP
3396257 | 3396257 | 798.0708 | 598.5531 | Spare Parts | 0.75 | 7.033 | 639889891487 | RTT COND FAN RB2C 225 | FOR 3329100,110,500,510 | 1 | 502.7846 | Non-Stocked Spare Part Product | NO | SP | _E | _52 | 13 | 40 | SP
3396258 | 3396258 | 343.4211 | 257.5658 | Spare Parts | 0.75 | 3.715 | 639889891494 | RTT EVAP FAN RB2C 190-060 | FOR 3304100,110,500,510 | 1 | 216.3553 | Non-Stocked Spare Part Product | NO | SP | _E | _52 | 13 | 40 | SP
3396259 | 3396259 | 381.1314 | 285.8486 | Spare Parts | 0.75 | 3.624 | 639889891500 | RTT EVAP FAN RB2T 190-060 | FOR 3304140,540 | 1 | 240.1128 | Non-Stocked Spare Part Product | NO | SP | _E | _52 | 13 | 40 | SP
3396265 | 3396265 | 672.1833 | 504.1375 | Spare Parts | 0.75 | 2.196 | 639889891555 | RTT EVAP FAN R2E133BH66-24 | FOR 3303100,500 | 1 | 423.4755 | Non-Stocked Spare Part Product | NO | SP | _E | _52 | 13 | 40 | SP
3396266 | 3396266 | 358.08 | 268.56 | Spare Parts | 0.75 | 2.169 | 639889891562 | RTT EVAP FAN R2E133BH66-26 | FOR 3302100 | 1 | 225.5904 | Non-Stocked Spare Part Product | NO | SP | _E | _52 | 13 | 40 | SP
3396267 | 3396267 | 357.9681 | 268.4761 | Spare Parts | 0.75 | 2.262 | 639889891579 | RTT EVAP FAN R2E133BH72-26 | FOR 3302110 | 1 | 225.5199 | Non-Stocked Spare Part Product | NO | SP | _E | _52 | 13 | 40 | SP
3396268 | 3396268 | 347.5614 | 260.6711 | Spare Parts | 0.75 | 2.866 | 639889891586 | RTT EVAP FAN R2E133BH72-24 | FOR 3303110,510 | 1 | 218.9637 | Non-Stocked Spare Part Product | NO | SP | _E | _52 | 13 | 40 | SP
3396270 | 3396270 | 700.7178 | 525.5384 | Spare Parts | 0.75 | 8.175 | 639889891609 | RTT EVAP FAN R2D250-AF10-1 | FOR 3332 | 1 | 441.4522 | Non-Stocked Spare Part Product | NO | SP | _E | _52 | 13 | 40 | SP
3396271 | 3396271 | 737.7567 | 553.3175 | Spare Parts | 0.75 | 5.712 | 639889891616 | RTT EVAP FAN RB2T 220 | FOR 3328140,540 | 1 | 464.7867 | Non-Stocked Spare Part Product | NO | SP | _E | _52 | 13 | 40 | SP
3396272 | 3396272 | 613.3239 | 459.9929 | Spare Parts | 0.75 | 5.767 | 639889891623 | RTT EVAP FAN RB2C 220-063 | FOR 3328 | 1 | 386.3941 | Non-Stocked Spare Part Product | NO | SP | _E | _52 | 13 | 40 | SP
3396273 | 3396273 | 534.2106 | 400.658 | Spare Parts | 0.75 | 7.037 | 639889891630 | RTT EVAP FAN RB2C 225 | FOR 3329100,110,500,510 | 1 | 336.5527 | Non-Stocked Spare Part Product | NO | SP | _E | _52 | 13 | 40 | SP
3396274 | 3396274 | 347.8971 | 260.9228 | Spare Parts | 0.75 | 0.794 | 639889891647 | RTT PWR BRD, BASIC, 115V | FOR 3302110,3303110 | 1 | 219.1752 | Non-Stocked Spare Part Product | NO | SP | _E | _52 | 13 | 40 | SP
3396275 | 3396275 | 500.8644 | 375.6483 | Spare Parts | 0.75 | 0.575 | 639889891654 | RTT PWR BRD, BASIC, 230V | FOR 3302100,3303100 | 1 | 315.5446 | Non-Stocked Spare Part Product | NO | SP | _E | _52 | 13 | 40 | SP
3396276 | 3396276 | 940.4076 | 705.3057 | Spare Parts | 0.75 | 2.447 | 639889891661 | RTT PWR BRD, BASIC, 400-460V | FOR 3304,05,28,29,32,86,87 140 | 1 | 592.4568 | Non-Stocked Spare Part Product | NO | SP | _E | _52 | 13 | 40 | SP
3396277 | 3396277 | 638.3895 | 478.7921 | Spare Parts | 0.75 | 1.113 | 639889911123 | RTT PWR BRD COMFORT 230V | 3304,05,28,29,82.83.84 500,510 | 1 | 402.1854 | Non-Stocked Spare Part Product | NO | SP | _E | _52 | 13 | 40 | SP
3396278 | 3396278 | 1292.3331 | 969.2498 | Spare Parts | 0.75 | 2.961 | 639889909151 | RTT PWR BRD, COMFORT,400/460V | FOR 3304,05,28,29,32,86,87 540 | 1 | 814.1699 | Non-Stocked Spare Part Product | NO | SP | _E | _52 | 13 | 40 | SP
3396279 | 3396279 | 596.6508 | 447.4881 | Spare Parts | 0.75 | 0.573 | 639889891692 | RTT PWR BRD, BASIC, 230V,160MM | FOR 3304,05,28,29,82,83,84,85 | 1 | 375.89 | Non-Stocked Spare Part Product | NO | SP | _E | _52 | 13 | 40 | SP
3396281 | 3396281 | 383.1456 | 287.3592 | Spare Parts | 0.75 | 0.19 | 639889891715 | RTT DISPLAY F.COMFORT CNTL | FOR 33XX5XX | 1 | 241.3817 | Non-Stocked Spare Part Product | NO | SP | _E | _52 | 13 | 40 | SP
3396282 | 3396282 | 152.4078 | 114.3058 | Spare Parts | 0.75 | 0.168 | 639889880870 | RTT DISPLAY F.BASIC CNTL | FOR 33XX1XX | 1 | 96.0169 | Non-Stocked Spare Part Product | NO | SP | _E | _52 | 13 | 40 | SP
3396283 | 3396283 | 372.0675 | 279.0506 | Spare Parts | 0.75 | 2.601 | 639889891739 | RTT EVAP FAN R2E175-BA62-12 |  | 1 | 234.4025 | Non-Stocked Spare Part Product | NO | SP | _E | _52 | 13 | 40 | SP
3396284 | 3396284 | 347.7852 | 260.8389 | Spare Parts | 0.75 | 4.078 | 639889891746 | RTT EVAP FAN RB2C 180-077 | F.3384,3385 | 1 | 219.1047 | Non-Stocked Spare Part Product | NO | SP | _E | _52 | 13 | 40 | SP
3396285 | 3396285 | 1231.7952 | 923.8464 | Spare Parts | 0.75 | 8.201 | 639889891753 | RTT EVAP FAN R2D 250AT |  | 1 | 776.031 | Non-Stocked Spare Part Product | NO | SP | _E | _52 | 13 | 40 | SP
3396286 | 3396286 | 964.578 | 723.4335 | Spare Parts | 0.75 | 9.7 | 639889909595 | RTT EVAP FAN R2D 250AS |  | 1 | 607.6841 | Non-Stocked Spare Part Product | NO | SP | _E | _52 | 13 | 40 | SP
3396290 | 3396290 | 326.0766 | 244.5574 | Spare Parts | 0.75 | 2.072 | 639889911413 | SK RADIAL FAN R2E133BH82-25 |  | 1 | 205.4283 | Non-Stocked Spare Part Product | NO | SP | _E | _52 | 13 | 40 | SP
3396291 | 3396291 | 311.082 | 233.3115 | Spare Parts | 0.75 | 1.19 | 639889909120 | SK RADIAL FAN |  | 1 | 195.9817 | Non-Stocked Spare Part Product | NO | SP | _E | _52 | 13 | 40 | SP
3396296 | 3396296 | 2408.4237 | 1806.3178 | Spare Parts | 0.75 | 22.046 | 639889910782 | SK PUMP |  | 1 | 1517.3069 | Non-Stocked Spare Part Product | NO | SP | _E | _52 | 13 | 40 | SP
3396298 | 3396298 | 218.6526 | 163.9895 | Spare Parts | 0.75 | 0.11 | 639889932487 | SK THREADED SENSOR | SK 3360 | 1 | 137.7511 | Non-Stocked Spare Part Product | NO | SP | _E | _52 | 13 | 40 | SP
3396299 | 3396299 | 515.7471 | 386.8103 | Spare Parts | 0.75 | 0.551 | 639889932494 | SK FLOW SWITCH | 0 | 1 | 324.9207 | Non-Stocked Spare Part Product | NO | SP | _E | _52 | 13 | 40 | SP
3396304 | 3396304 | 338.6094 | 253.9571 | Spare Parts | 0.75 | 3.88 | 639889909960 | SK FAN |  | 1 | 213.3239 | Non-Stocked Spare Part Product | NO | SP | _E | _52 | 13 | 40 | SP
3396305 | 3396305 | 695.7942 | 521.8456 | Spare Parts | 0.75 | 3.77 | 639889891906 | SK RADIAL FAN |  | 1 | 438.3503 | Non-Stocked Spare Part Product | NO | SP | _E | _52 | 13 | 40 | SP
3396312 | 3396312 | 677.2188 | 507.9141 | Spare Parts | 0.75 | 2.205 | 639889932500 | SK COVER |  | 1 | 426.6478 | Non-Stocked Spare Part Product | NO | SP | _E | _52 | 13 | 40 | SP
3396314 | 3396314 | 816.7581 | 612.5686 | Spare Parts | 0.75 | 6.746 | 639889891944 | SK RADIAL FAN | R 225XX | 1 | 514.5576 | Non-Stocked Spare Part Product | NO | SP | _E | _52 | 13 | 40 | SP
3396316 | 3396316 | 479.1558 | 359.3668 | Spare Parts | 0.75 | 5.825 | 639889891968 | RADIAL FAN RB2C 220-063 |  | 1 | 301.8682 | Non-Stocked Spare Part Product | NO | SP | _E | _52 | 13 | 40 | SP
3396317 | 3396317 | 1204.9392 | 903.7044 | Spare Parts | 0.75 | 11.252 | 639889891975 | RADIAL FAN R4D 330 AA 0809 |  | 1 | 759.1117 | Non-Stocked Spare Part Product | NO | SP | _E | _52 | 13 | 40 | SP
3396323 | 3396323 | 270.0147 | 202.511 | Spare Parts | 0.75 | 0.617 | 639889911482 | SK STARTING RELAIS | AMVL-320V | 1 | 170.1093 | Non-Stocked Spare Part Product | NO | SP | _E | _52 | 13 | 40 | SP
3396331 | 3396331 | 1273.9815 | 955.4861 | Spare Parts | 0.75 | 7.354 | 639889892033 | LCP FAN |  | 1 | 802.6083 | Non-Stocked Spare Part Product | NO | SP | _E | _52 | 13 | 40 | SP
3396336 | 3396336 | 250.3203 | 187.7402 | Spare Parts | 0.75 | 0.121 | 639889908710 | SK WATER PROBE F- SK 3320-3334 600 |  | 1 | 157.7018 | Non-Stocked Spare Part Product | NO | SP | _E | _52 | 13 | 40 | SP
3396337 | 3396337 | 250.3203 | 187.7402 | Spare Parts | 0.75 | 0.088 | 639889932517 | SK MEDIUM SENSOR | SK 3318/ 3319 610 | 1 | 157.7018 | Non-Stocked Spare Part Product | NO | SP | _E | _52 | 13 | 40 | SP
3396344 | 3396344 | 4848.8508 | 3636.6381 | Spare Parts | 0.75 | 33.069 | 639889932524 | SK PUMPE 2CDXH 70-206 | 2CDXH 70/206 EBARA 480/3/60 | 1 | 3054.776 | Non-Stocked Spare Part Product | NO | SP | _E | _52 | 13 | 40 | SP
3396349 | 3396349 | 1620.7596 | 1215.5697 | Spare Parts | 0.75 | 18.739 | 639889932531 | SK WATER PUMP | LOWARA 400/3/50 | 1 | 1021.0785 | Non-Stocked Spare Part Product | NO | SP | _E | _52 | 13 | 40 | SP
3396356 | 3396356 | 4129.6695 | 3097.2521 | Spare Parts | 0.75 | 29.674 | 639889932548 | SK PUMP CDXH 70-156 460 3 PH 60 Hz | ELBARA | 1 | 2601.6918 | Non-Stocked Spare Part Product | NO | SP | _E | _52 | 13 | 40 | SP
3396379 | 3396379 | 742.6803 | 557.0102 | Spare Parts | 0.75 | 10.802 | 639889932555 | SK PUMP |  | 1 | 467.8886 | Non-Stocked Spare Part Product | NO | SP | _E | _52 | 13 | 40 | SP
3396394 | 3396394 | 690.6468 | 517.9851 | Spare Parts | 0.75 | 7.743 | 639889909670 | SK FAN FOR 3334.600 |  | 1 | 435.1075 | Non-Stocked Spare Part Product | NO | SP | _E | _52 | 13 | 40 | SP
3396398 | 3396398 | 605.0433 | 453.7825 | Spare Parts | 0.75 | 3.748 | 639889908987 | CONDENSOR FAN | SK FAN A2E200-AI38-01 | 1 | 381.1773 | Non-Stocked Spare Part Product | NO | SP | _E | _52 | 13 | 40 | SP
3396406 | 3396406 | 1630.1592 | 1222.6194 | Spare Parts | 0.75 | 7.937 | 639889911369 | SKCONDENSER FAN FOR 3336.719 | FE035-4DA.0C.2S | 1 | 1027.0003 | Non-Stocked Spare Part Product | NO | SP | _E | _52 | 13 | 40 | SP
3396410 | 3396410 | 3071.0955 | 2303.3216 | Spare Parts | 0.75 | 26.455 | 639889932562 | FAN | ZIEL FE050-VDA412NV | 1 | 1934.7902 | Non-Stocked Spare Part Product | NO | SP | _E | _52 | 13 | 40 | SP
3396414 | 3396414 | 858.1611 | 643.6208 | Spare Parts | 0.75 | 8.25 | 639889910195 | SK FAN | SK FAN RB2C-250/084 D202 | 1 | 540.6415 | Non-Stocked Spare Part Product | NO | SP | _E | _52 | 13 | 40 | SP
3396419 | 3396419 | 531.1893 | 398.392 | Spare Parts | 0.75 | 1.102 | 639889908468 | SK MAGNETIC VALVE | EVU 5 10MM ODF DANFOSS | 1 | 334.6493 | Non-Stocked Spare Part Product | NO | SP | _E | _52 | 13 | 40 | SP
3396424 | 3396424 | 712.3554 | 534.2666 | Spare Parts | 0.75 | 2.972 | 639889910577 | SK VALVE |  | 1 | 448.7839 | Non-Stocked Spare Part Product | NO | SP | _E | _52 | 13 | 40 | SP
3396431 | 3396431 | 2959.755 | 2219.8162 | Spare Parts | 0.75 | 43.21 | 639889932579 | SK COMPRESSOR |  | 1 | 1864.6457 | Non-Stocked Spare Part Product | NO | SP | _E | _52 | 13 | 40 | SP
3396436 | 3396436 | 4077.4122 | 3058.0592 | Spare Parts | 0.75 | 57.319 | 639889910614 | SK COMPRESSOR MTZ28JE4 FOR | STANDARD MINI CHILLER 3334 SERIES | 1 | 2568.7697 | Non-Stocked Spare Part Product | NO | SP | _E | _52 | 13 | 40 | SP
3396439 | 3396439 | 7088.1936 | 5316.1452 | Spare Parts | 0.75 | 87.081 | 639889932586 | SK COMPRESSOR | MTZ80HP4 380-400V/3/50HZ | 1 | 4465.562 | Non-Stocked Spare Part Product | NO | SP | _E | _52 | 13 | 40 | SP
3396445 | 3396445 | 1762.9845 | 1322.2384 | Spare Parts | 0.75 | 45.855 | 639889909069 | SK COMPRESSOR TAJ4511 FOR | STANDARD MINI CHILLER 3320 SERIES | 1 | 1110.6802 | Non-Stocked Spare Part Product | NO | SP | _E | _52 | 13 | 40 | SP
3396460 | 3396460 | 740.6661 | 555.4996 | Spare Parts | 0.75 | 1.543 | 639889910942 | SK FLOW SWITCH | VHS 25 M 1" 12,0-15,5 | 1 | 466.6196 | Non-Stocked Spare Part Product | NO | SP | _E | _52 | 13 | 40 | SP
3396463 | 3396463 | 653.8317 | 490.3738 | Spare Parts | 0.75 | 1.675 | 639889932593 | SK FLOW SWITCH | VHS 520M | 1 | 411.914 | Non-Stocked Spare Part Product | NO | SP | _E | _52 | 13 | 40 | SP
3396467 | 3396467 | 395.9022 | 296.9266 | Spare Parts | 0.75 | 0.798 | 639889910607 | SK ELECTRIC LEVEL |  | 1 | 249.4184 | Non-Stocked Spare Part Product | NO | SP | _E | _52 | 13 | 40 | SP
3396470 | 3396470 | 752.8632 | 564.6474 | Spare Parts | 0.75 | 0.847 | 639889932609 | SK NIVEAU CONTROLLER | LM2CFA 150 FL.D.52 | 1 | 474.3038 | Non-Stocked Spare Part Product | NO | SP | _E | _52 | 13 | 40 | SP
3396484 | 3396484 | 509.2569 | 381.9427 | Spare Parts | 0.75 | 1.268 | 639889910096 | EXPANSION VALVE | TX3-M38 R134A | 1 | 320.8318 | Non-Stocked Spare Part Product | NO | SP | _E | _52 | 13 | 40 | SP
3396487 | 3396487 | 456.6639 | 342.4979 | Spare Parts | 0.75 | 1.157 | 639889932616 | EXPANSION VALVE | ALCO TX3-N39 | 1 | 287.6983 | Non-Stocked Spare Part Product | NO | SP | _E | _52 | 13 | 40 | SP
3396492 | 3396492 | 954.3951 | 715.7963 | Spare Parts | 0.75 | 1.605 | 639889932623 | SK EXP. VALVE |  | 1 | 601.2689 | Non-Stocked Spare Part Product | NO | SP | _E | _52 | 13 | 40 | SP
3396497 | 3396497 | 313.0962 | 234.8222 | Spare Parts | 0.75 | 0.419 | 639889908215 | SK PRESSOSTAT | DANFOSS (DOPPELT SIEHE POS. 43) | 1 | 197.2506 | Non-Stocked Spare Part Product | NO | SP | _E | _52 | 13 | 40 | SP
3396498 | 3396498 | 395.007 | 296.2552 | Spare Parts | 0.75 | 0.099 | 639889908949 | SK HIGH PRESSURE SWITCH FOR | STANDARD MINI CHILLER | 1 | 248.8544 | Non-Stocked Spare Part Product | NO | SP | _E | _52 | 13 | 40 | SP
3396507 | 3396507 | 448.719 | 336.5392 | Spare Parts | 0.75 | 0.355 | 639889911642 | SK EXPANSION VALVE ORIF 8 MOP 55 R134A | DANFOS | 1 | 282.693 | Non-Stocked Spare Part Product | NO | SP | _E | _52 | 13 | 40 | SP
3396510 | 3396510 | 275.7216 | 206.7912 | Spare Parts | 0.75 | 3.704 | 639889908765 | SK Louvred Grille Top | Kelvin DISA5584CL | 1 | 173.7046 | Non-Stocked Spare Part Product | NO | SP | _E | _52 | 13 | 40 | SP
3396514 | 3396514 | 544.3935 | 408.2951 | Spare Parts | 0.75 | 1.808 | 639889932630 | SK RADIAL FAN |  | 1 | 342.9679 | Non-Stocked Spare Part Product | NO | SP | _E | _52 | 13 | 40 | SP
3396515 | 3396515 | 1189.7208 | 892.2906 | Spare Parts | 0.75 | 0.882 | 639889932647 | SK CONTROLLER IR32CEA100 | CAREL | 1 | 749.5241 | Non-Stocked Spare Part Product | NO | SP | _E | _52 | 13 | 40 | SP
3396516 | 3396516 | 831.8646 | 623.8985 | Spare Parts | 0.75 | 0.395 | 639889910102 | CONTROLLER CAREL | IR33SOLN00 | 1 | 524.0747 | Non-Stocked Spare Part Product | NO | SP | _E | _52 | 13 | 40 | SP
3396517 | 3396517 | 601.6863 | 451.2647 | Spare Parts | 0.75 | 0.829 | 639889932654 | TEMPERATURE REGULATOR | IR32Z00000 | 1 | 379.0624 | Non-Stocked Spare Part Product | NO | SP | _E | _52 | 13 | 40 | SP
3396518 | 3396518 | 873.8271 | 655.3703 | Spare Parts | 0.75 | 1.327 | 639889932661 | SK CONTROLLER |  | 1 | 550.5111 | Non-Stocked Spare Part Product | NO | SP | _E | _52 | 13 | 40 | SP
3396523 | 3396523 | 712.5792 | 534.4344 | Spare Parts | 0.75 | 0.833 | 639889908581 | SK THERMOSTAT XR40C | FOR CHILLER KRA15A21309.01 | 1 | 448.9249 | Non-Stocked Spare Part Product | NO | SP | _E | _52 | 13 | 40 | SP
3396532 | 3396532 | 1698.5301 | 1273.8976 | Spare Parts | 0.75 | 18.252 | 639889932678 | SK CALPEDA PUMP, DMG SPARE | T65E 400/3/50-60 | 1 | 1070.074 | Non-Stocked Spare Part Product | NO | SP | _E | _52 | 13 | 40 | SP
3396540 | 3396540 | 1268.8341 | 951.6256 | Spare Parts | 0.75 | 1.279 | 639889909359 | SK COMPLETE FAN PLATE |  | 1 | 799.3655 | Non-Stocked Spare Part Product | NO | SP | _E | _52 | 13 | 40 | SP
3396548 | 3396548 | 317.6841 | 238.2631 | Spare Parts | 0.75 | 0.181 | 639889909489 | SK DISPLAY CONTROLLER RTT AIR-AIR HEA E |  | 1 | 200.141 | Non-Stocked Spare Part Product | NO | SP | _E | _52 | 13 | 40 | SP
3396554 | 3396554 | 482.4009 | 361.8007 | Spare Parts | 0.75 | 6.658 | 639889911000 | SK AXIALVENTILATOR W2E200-HH38-07 |  | 1 | 303.9126 | Non-Stocked Spare Part Product | NO | SP | _E | _52 | 13 | 40 | SP
3396555 | 3396555 | 286.7997 | 215.0998 | Spare Parts | 0.75 | 0.708 | 639889910720 | POWER BOARD FOR 230 VAC | RTT AIR TO AIR HEAT EXCHAGNERS | 1 | 180.6838 | Non-Stocked Spare Part Product | NO | SP | _E | _52 | 13 | 40 | SP
3396557 | 3396557 | 705.7533 | 529.315 | Spare Parts | 0.75 | 1.755 | 639889911284 | SK COMFORT CONTROLLER REV . 2.0 230V |  | 1 | 444.6246 | Non-Stocked Spare Part Product | NO | SP | _E | _52 | 13 | 40 | SP
3396558 | 3396558 | 347.8971 | 260.9228 | Spare Parts | 0.75 | 1.764 | 639889932685 | SK FLOAT-ACTUATED SWITCH |  | 1 | 219.1752 | Non-Stocked Spare Part Product | NO | SP | _E | _52 | 13 | 40 | SP
3396559 | 3396559 | 376.5435 | 282.4076 | Spare Parts | 0.75 | 0.562 | 639889911314 | SK F2 FLOATING SWITCH TYPE 2 |  | 1 | 237.2224 | Non-Stocked Spare Part Product | NO | SP | _E | _52 | 13 | 40 | SP
3396560 | 3396560 | 767.9697 | 575.9773 | Spare Parts | 0.75 | 7.648 | 639889909182 | SK DIAGONAL FAN | W2E208-BA20-51 | 1 | 483.8209 | Non-Stocked Spare Part Product | NO | SP | _E | _52 | 13 | 40 | SP
3396561 | 3396561 | 1263.7986 | 947.849 | Spare Parts | 0.75 | 4.96 | 639889893115 | SK RADIAL FAN |  | 1 | 796.1931 | Non-Stocked Spare Part Product | NO | SP | _E | _52 | 13 | 40 | SP
3396562 | 3396562 | 1317.5106 | 988.133 | Spare Parts | 0.75 | 4.815 | 639889893122 | SK RADIAL FAN | G2E133-DN77 | 1 | 830.0317 | Non-Stocked Spare Part Product | NO | SP | _E | _52 | 13 | 40 | SP
3396563 | 3396563 | 364.6821 | 273.5116 | Spare Parts | 0.75 | 3.792 | 639889910119 | SK RADIAL FAN |  | 1 | 229.7497 | Non-Stocked Spare Part Product | NO | SP | _E | _52 | 13 | 40 | SP
3396564 | 3396564 | 442.1169 | 331.5877 | Spare Parts | 0.75 | 3.638 | 639889911390 | SK RADIAL FAN | R2E190-A050-BE | 1 | 278.5336 | Non-Stocked Spare Part Product | NO | SP | _E | _52 | 13 | 40 | SP
3396566 | 3396566 | 331.1121 | 248.3341 | Spare Parts | 0.75 | 2.227 | 639889909939 | SK FAN 3301.480 |  | 1 | 208.6006 | Non-Stocked Spare Part Product | NO | SP | _E | _52 | 13 | 40 | SP
3396586 | 3396586 | 379.9005 | 284.9254 | Spare Parts | 0.75 | 0.11 | 639889911635 | SK SENSOR MEDIUM THERMOFUEHLER KTY 10-6 |  | 1 | 239.3373 | Non-Stocked Spare Part Product | NO | SP | _E | _52 | 13 | 40 | SP
3396607 | 3396607 | 221.8977 | 166.4233 | Spare Parts | 0.75 | 1.171 | 639889910645 | FILTER DRYER, DMG SPARE |  | 1 | 139.7956 | Non-Stocked Spare Part Product | NO | SP | _E | _52 | 13 | 40 | SP
3396608 | 3396608 | 193.587 | 145.1902 | Spare Parts | 0.75 | 0.108 | 639889932692 | SK SET OF FUSES FOR CONDENSE EVAPORATOR | CONTAINS 2 x FUSES; 2 x FUSE HOLDERS; 2 FUSE SOCKETS | 1 | 121.9598 | Catalog Stocked Product | YES | L8 | _E | _52 | 13 | 40 | SP
3396609 | 3396609 | 593.1819 | 444.8864 | Spare Parts | 0.75 | 1.102 | 639889932708 | SK ANTIFREEZE THERMOSTAT |  | 1 | 373.7046 | Non-Stocked Spare Part Product | NO | SP | _E | _52 | 13 | 40 | SP
3396610 | 3396610 | 280.6452 | 210.4839 | Spare Parts | 0.75 | 0.591 | 639889909250 | SK ANTIFREEZE THEMOSTAT TR2 | KELVIN 902233 | 1 | 176.8065 | Non-Stocked Spare Part Product | NO | SP | _E | _52 | 13 | 40 | SP
3396613 | 3396613 | 532.644 | 399.483 | Spare Parts | 0.75 | 0.8 | 639889932715 | HP PRESSURE SWITCH | PS3-W6S | 1 | 335.5657 | Non-Stocked Spare Part Product | NO | SP | _E | _52 | 13 | 40 | SP
3396614 | 3396614 | 342.9735 | 257.2301 | Spare Parts | 0.75 | 0.22 | 639889932722 | SK TEMPERATURE SENSOR | NTC-50/105 IP68 3,0M NTCWPCTF | 1 | 216.0733 | Non-Stocked Spare Part Product | NO | SP | _E | _52 | 13 | 40 | SP
3396616 | 3396616 | 332.6787 | 249.509 | Spare Parts | 0.75 | 1.72 | 639889908154 | SK SOLENOID COIL | DANFOSS 018F6857 | 1 | 209.5876 | Non-Stocked Spare Part Product | NO | SP | _E | _52 | 13 | 40 | SP
3396620 | 3396620 | 734.3997 | 550.7998 | Spare Parts | 0.75 | 0.785 | 639889932739 | SK THERMOSTAT -35-+35DEGC WITH BOX | GEV-ONLINE.DE ORDER-NO.390534 | 1 | 462.6718 | Non-Stocked Spare Part Product | NO | SP | _E | _52 | 13 | 40 | SP
3396621 | 3396621 | 628.5423 | 471.4067 | Spare Parts | 0.75 | 0.705 | 639889932746 | SK LOW PRESSURE SWITCH | ALCO PS3 A1S 0,5-2,0 BAR | 1 | 395.9816 | Non-Stocked Spare Part Product | NO | SP | _E | _52 | 13 | 40 | SP
3396622 | 3396622 | 732.8331 | 549.6248 | Spare Parts | 0.75 | 7.451 | 639889932753 | SK AIR FILTER | METAL FILTER MAT 750x725x20 | 1 | 461.6849 | Non-Stocked Spare Part Product | NO | SP | _E | _52 | 13 | 40 | SP
3396623 | 3396623 | 534.3225 | 400.7419 | Spare Parts | 0.75 | 1.387 | 639889910829 | SK EXPANSION VALVE TX3-M35 | ALCO 801784 | 1 | 336.6232 | Non-Stocked Spare Part Product | NO | SP | _E | _52 | 13 | 40 | SP
3396624 | 3396624 | 883.8981 | 662.9236 | Spare Parts | 0.75 | 8.267 | 639889932760 | FAN A 350 PT3 E 4N 44F | EMC | 1 | 556.8558 | Non-Stocked Spare Part Product | NO | SP | _E | _52 | 13 | 40 | SP
3396625 | 3396625 | 448.8309 | 336.6232 | Spare Parts | 0.75 | 0.591 | 639889910638 | WATER LEVEL INDICATOR HCX.76-INOX | ELESA OTTO GANTER | 1 | 282.7635 | Non-Stocked Spare Part Product | NO | SP | _E | _52 | 13 | 40 | SP
3396627 | 3396627 | 2433.825 | 1825.3687 | Spare Parts | 0.75 | 6.199 | 639889908666 | SK MICROCONTR. F. MINICHILLER 400-600V | REPLACEMENT CONTROL POWER BOX ONLY FOR CHILLERS | 1 | 1533.3097 | Non-Stocked Spare Part Product | NO | SP | _E | _52 | 13 | 40 | SP
3396628 | 3396628 | 2619.0195 | 1964.2646 | Spare Parts | 0.75 | 8.327 | 639889910669 | SK MINI CONTROLLER 400-600V | REPLACEMENT KIT | 1 | 1649.9823 | Non-Stocked Spare Part Product | NO | SP | _E | _52 | 13 | 40 | SP
3396637 | 3396637 | 2000.4363 | 1500.3272 | Spare Parts | 0.75 | 3.003 | 639889909298 | SK MICROCONTR. F. MINI CHILLER 230V | FIRMENWARE 2.0 | 1 | 1260.2749 | Non-Stocked Spare Part Product | NO | SP | _E | _52 | 13 | 40 | SP
3396639 | 3396639 | 473.8965 | 355.4224 | Spare Parts | 0.75 | 0.19 | 639889911451 | SK DISPLAY F. MINI CHILLER PB 2010 |  | 1 | 298.5548 | Non-Stocked Spare Part Product | NO | SP | _E | _52 | 13 | 40 | SP
3396640 | 3396640 | 167.7381 | 125.8036 | Spare Parts | 0.75 | 0.104 | 639889909564 | SK CABLE DISPLAY-CONTR. PB 2010 |  | 1 | 105.675 | Non-Stocked Spare Part Product | NO | SP | _E | _52 | 13 | 40 | SP
3396643 | 3396643 | 2634.9093 | 1976.182 | Spare Parts | 0.75 | 10.317 | 639889893467 | SK FAN EC-Typ D3G146-AG-61-11 |  | 1 | 1659.9929 | Non-Stocked Spare Part Product | NO | SP | _E | _52 | 13 | 40 | SP
3396644 | 3396644 | 746.0373 | 559.528 | Spare Parts | 0.75 | 2.302 | 639889893474 | SK RADIAL FAN | R2E133BH66-14 | 1 | 470.0035 | Non-Stocked Spare Part Product | NO | SP | _E | _52 | 13 | 40 | SP
3396645 | 3396645 | 679.0092 | 509.2569 | Spare Parts | 0.75 | 3.32 | 639889911079 | SK RADIAL FAN | R3G190RC0306 | 1 | 427.7758 | Non-Stocked Spare Part Product | NO | SP | _E | _52 | 13 | 40 | SP
3396646 | 3396646 | 679.0092 | 509.2569 | Spare Parts | 0.75 | 3.313 | 639889910591 | SK RADIAL FAN | R3G190RC0307 | 1 | 427.7758 | Non-Stocked Spare Part Product | NO | SP | _E | _52 | 13 | 40 | SP
3396647 | 3396647 | 1198.1133 | 898.585 | Spare Parts | 0.75 | 3.051 | 639889893504 | SK RADIAL FAN | R3G190RB0106 | 1 | 754.8114 | Non-Stocked Spare Part Product | NO | SP | _E | _52 | 13 | 40 | SP
3396648 | 3396648 | 668.8263 | 501.6197 | Spare Parts | 0.75 | 3.111 | 639889909410 | SK RADIAL FAN | R3G190RB0107 | 1 | 421.3606 | Non-Stocked Spare Part Product | NO | SP | _E | _52 | 13 | 40 | SP
3396649 | 3396649 | 668.8263 | 501.6197 | Spare Parts | 0.75 | 2.976 | 639889908192 | SK RADIAL FAN | R3G190RB0108 | 1 | 421.3606 | Non-Stocked Spare Part Product | NO | SP | _E | _52 | 13 | 40 | SP
3396650 | 3396650 | 638.5014 | 478.876 | Spare Parts | 0.75 | 2.875 | 639889910492 | SK RADIAL FAN | R3G190RA0306 | 1 | 402.2559 | Non-Stocked Spare Part Product | NO | SP | _E | _52 | 13 | 40 | SP
3396651 | 3396651 | 762.9342 | 572.2006 | Spare Parts | 0.75 | 3.307 | 639889911550 | SK RADIAL FAN | R3G220RC0506 | 1 | 480.6485 | Non-Stocked Spare Part Product | NO | SP | _E | _52 | 13 | 40 | SP
3396652 | 3396652 | 754.5417 | 565.9063 | Spare Parts | 0.75 | 4.414 | 639889908444 | SK RADIAL FAN | R3G220RCO507 | 1 | 475.3613 | Non-Stocked Spare Part Product | NO | SP | _E | _52 | 13 | 40 | SP
3396653 | 3396653 | 1309.1181 | 981.8386 | Spare Parts | 0.75 | 3.402 | 639889893566 | SK RADIAL FAN | R3G220RC0908 | 1 | 824.7444 | Non-Stocked Spare Part Product | NO | SP | _E | _52 | 13 | 40 | SP
3396654 | 3396654 | 1010.1213 | 757.591 | Spare Parts | 0.75 | 5.631 | 639889909786 | SK RADIAL FAN | R3G225-RE09-08 | 1 | 636.3764 | Non-Stocked Spare Part Product | NO | SP | _E | _52 | 13 | 40 | SP
3396655 | 3396655 | 1010.1213 | 757.591 | Spare Parts | 0.75 | 5.754 | 639889911703 | SK RADIAL FAN | R3G225-RE09-06 | 1 | 636.3764 | Non-Stocked Spare Part Product | NO | SP | _E | _52 | 13 | 40 | SP
3396656 | 3396656 | 954.3951 | 715.7963 | Spare Parts | 0.75 | 4.156 | 639889910294 | SK RADIAL FAN | G3G133DJ0113 | 1 | 601.2689 | Non-Stocked Spare Part Product | NO | SP | _E | _52 | 13 | 40 | SP
3396657 | 3396657 | 699.0393 | 524.2795 | Spare Parts | 0.75 | 3.093 | 639889910881 | SK AXIAL FAN | A3G250AG1309 | 1 | 440.3948 | Non-Stocked Spare Part Product | NO | SP | _E | _52 | 13 | 40 | SP
3396658 | 3396658 | 699.0393 | 524.2795 | Spare Parts | 0.75 | 3.236 | 639889910621 | SK AXIAL FAN | A3G250AG1310 | 1 | 440.3948 | Non-Stocked Spare Part Product | NO | SP | _E | _52 | 13 | 40 | SP
3396659 | 3396659 | 679.6806 | 509.7604 | Spare Parts | 0.75 | 5.117 | 639889909380 | SK AXIAL FAN | W3G250BG1309 | 1 | 428.1988 | Non-Stocked Spare Part Product | NO | SP | _E | _52 | 13 | 40 | SP
3396664 | 3396664 | 665.4693 | 499.102 | Spare Parts | 0.75 | 1.83 | 639889910911 | SK RTT PWR BRD | COMFORT, 115V | 1 | 419.2457 | Non-Stocked Spare Part Product | NO | SP | _E | _52 | 13 | 40 | SP
3396665 | 3396665 | 680.4639 | 510.3479 | Spare Parts | 0.75 | 1.131 | 639889893689 | SK RTT PWR BRD COMFORT | 230V | 1 | 428.6923 | Non-Stocked Spare Part Product | NO | SP | _E | _52 | 13 | 40 | SP
3396666 | 3396666 | 932.7984 | 699.5988 | Spare Parts | 0.75 | 2.91 | 639889893696 | SK RTT PWR BRD COMFORT | 400/460 V | 1 | 587.663 | Non-Stocked Spare Part Product | NO | SP | _E | _52 | 13 | 40 | SP
3396667 | 3396667 | 579.7539 | 434.8154 | Spare Parts | 0.75 | 0.194 | 639889893702 | SK DISPLAY F | COMFORT CONTROLLER | 1 | 365.245 | Non-Stocked Spare Part Product | NO | SP | _E | _52 | 13 | 40 | SP
3396668 | 3396668 | 346.2186 | 259.6639 | Spare Parts | 0.75 | 0.516 | 639889908871 | SK DISPLAY | F. COMFORT CONTR.HEAT EXCHANGE | 1 | 218.1177 | Non-Stocked Spare Part Product | NO | SP | _E | _52 | 13 | 40 | SP
3396669 | 3396669 | 272.3646 | 204.2734 | Spare Parts | 0.75 | 1.261 | 639889909519 | SK HARDWARE BAG | 3382/59 5xxx | 1 | 171.5897 | Non-Stocked Spare Part Product | NO | SP | _E | _52 | 13 | 40 | SP
3396670 | 3396670 | 232.0806 | 174.0605 | Spare Parts | 0.75 | 1.138 | 639889908345 | SK HARDWARE BAG | 3304/05 500/510 | 1 | 146.2108 | Non-Stocked Spare Part Product | NO | SP | _E | _52 | 13 | 40 | SP
3396671 | 3396671 | 253.7892 | 190.3419 | Spare Parts | 0.75 | 1.477 | 639889910898 | SK HARDWARE BAG | 3328/29 500/510 | 1 | 159.8872 | Non-Stocked Spare Part Product | NO | SP | _E | _52 | 13 | 40 | SP
3396672 | 3396672 | 291.6114 | 218.7086 | Spare Parts | 0.75 | 4.409 | 639889923447 | SK GRILLE |  | 1 | 183.7152 | Non-Stocked Spare Part Product | NO | SP | _E | _52 | 13 | 40 | SP
3396673 | 3396673 | 187.4325 | 140.5744 | Spare Parts | 0.75 | 1.133 | 639889908482 | SK HARDWARE BAG | 3304/05 540 | 1 | 118.0825 | Non-Stocked Spare Part Product | NO | SP | _E | _52 | 13 | 40 | SP
3396674 | 3396674 | 275.7216 | 206.7912 | Spare Parts | 0.75 | 1.314 | 639889932777 | SK HARDWARE BAG | 3366/77 500/510 | 1 | 173.7046 | Non-Stocked Spare Part Product | NO | SP | _E | _52 | 13 | 40 | SP
3396675 | 3396675 | 274.0431 | 205.5323 | Spare Parts | 0.75 | 1.257 | 639889932784 | SK HARDWARE BAG | 3366/77 540 | 1 | 172.6472 | Non-Stocked Spare Part Product | NO | SP | _E | _52 | 13 | 40 | SP
3396676 | 3396676 | 216.7503 | 162.5627 | Spare Parts | 0.75 | 0.739 | 639889910355 | SK HARDWARE BAG | 3303/61 500/510 | 1 | 136.5527 | Non-Stocked Spare Part Product | NO | SP | _E | _52 | 13 | 40 | SP
3396677 | 3396677 | 284.1141 | 213.0856 | Spare Parts | 0.75 | 1.398 | 639889910287 | SK HARDWARE BAG | 3383/84/85 5xxx | 1 | 178.9919 | Non-Stocked Spare Part Product | NO | SP | _E | _52 | 13 | 40 | SP
3396678 | 3396678 | 255.4677 | 191.6008 | Spare Parts | 0.75 | 1.411 | 639889932791 | SK HARDWARE BAG | 3386/87 540 | 1 | 160.9447 | Non-Stocked Spare Part Product | NO | SP | _E | _52 | 13 | 40 | SP
3396679 | 3396679 | 235.3257 | 176.4943 | Spare Parts | 0.75 | 1.477 | 639889909816 | SK HARDWARE BAG | 3328/29 540 | 1 | 148.2552 | Non-Stocked Spare Part Product | NO | SP | _E | _52 | 13 | 40 | SP
3396680 | 3396680 | 230.4021 | 172.8016 | Spare Parts | 0.75 | 1.499 | 639889911376 | SK HARDWARE BAG | 3332 540 | 1 | 145.1533 | Non-Stocked Spare Part Product | NO | SP | _E | _52 | 13 | 40 | SP
3396682 | 3396682 | 168.7452 | 126.5589 | Spare Parts | 0.75 | 0.836 | 639889908406 | SK FAN TRIM PANEL |  | 1 | 106.3095 | Non-Stocked Spare Part Product | NO | SP | _E | _52 | 13 | 40 | SP
3396687 | 3396687 | 1859.5542 | 1394.6656 | Spare Parts | 0.75 | 10.692 | 639889911208 | SK FAN SINGLE |  | 1 | 1171.5191 | Non-Stocked Spare Part Product | NO | SP | _E | _52 | 13 | 40 | SP
3396688 | 3396688 | 438.5361 | 328.9021 | Spare Parts | 0.75 | 0.498 | 639889909632 | SK LEAKAGE SENSOR |  | 1 | 276.2777 | Non-Stocked Spare Part Product | NO | SP | _E | _52 | 13 | 40 | SP
3396689 | 3396689 | 1594.575 | 1195.9313 | Spare Parts | 0.75 | 5.445 | 639889910546 | SK BALL VALVE |  | 1 | 1004.5823 | Non-Stocked Spare Part Product | NO | SP | _E | _52 | 13 | 40 | SP
3396690 | 3396690 | 878.1912 | 658.6434 | Spare Parts | 0.75 | 1.358 | 639889911611 | SK FLOW METER 5-100 |  | 1 | 553.2605 | Non-Stocked Spare Part Product | NO | SP | _E | _52 | 13 | 40 | SP
3396691 | 3396691 | 1066.9665 | 800.2249 | Spare Parts | 0.75 | 1.623 | 639889911574 | SK FLOW METER 10-200 |  | 1 | 672.1889 | Non-Stocked Spare Part Product | NO | SP | _E | _52 | 13 | 40 | SP
3396692 | 3396692 | 177.0258 | 132.7693 | Spare Parts | 0.75 | 0.035 | 639889908253 | SK TEMPERATURE SENSOR |  | 1 | 111.5263 | Non-Stocked Spare Part Product | NO | SP | _E | _52 | 13 | 40 | SP
3396693 | 3396693 | 254.4606 | 190.8454 | Spare Parts | 0.75 | 0.053 | 639889908956 | SK TEMPERATURE SENSOR |  | 1 | 160.3102 | Non-Stocked Spare Part Product | NO | SP | _E | _52 | 13 | 40 | SP
3396694 | 3396694 | 251.6631 | 188.7473 | Spare Parts | 0.75 | 0.053 | 639889910225 | SK TEMPERATURE SENSOR |  | 1 | 158.5478 | Non-Stocked Spare Part Product | NO | SP | _E | _52 | 13 | 40 | SP
3396695 | 3396695 | 376.5435 | 282.4076 | Spare Parts | 0.75 | 1.259 | 639889909953 | SK SOLENOID VALVE | BRASS 1 3/8" 230V | 1 | 237.2224 | Non-Stocked Spare Part Product | NO | SP | _E | _52 | 13 | 40 | SP
3396696 | 3396696 | 436.9695 | 327.7271 | Spare Parts | 0.75 | 1.669 | 639889909649 | SK HARDWARE BAG |  | 1 | 275.2908 | Non-Stocked Spare Part Product | NO | SP | _E | _52 | 13 | 40 | SP
3396697 | 3396697 | 290.7162 | 218.0371 | Spare Parts | 0.75 | 0.419 | 639889932807 | SK DISPLAY |  | 1 | 183.1512 | Non-Stocked Spare Part Product | NO | SP | _E | _52 | 13 | 40 | SP
3396699 | 3396699 | 240.3612 | 180.2709 | Spare Parts | 0.75 | 0.093 | 639889932814 | SK FLOAT-ACTUATED SWITCH |  | 1 | 151.4276 | Non-Stocked Spare Part Product | NO | SP | _E | _52 | 13 | 40 | SP
3396701 | 3396701 | 235.3257 | 176.4943 | Spare Parts | 0.75 | 0.855 | 639889909144 | SK FILTER DRYER DML032S | K-CODE FDC 0001257 | 1 | 148.2552 | Non-Stocked Spare Part Product | NO | SP | _E | _52 | 13 | 40 | SP
3396702 | 3396702 | 465.504 | 349.128 | Spare Parts | 0.75 | 1.543 | 639889911543 | SK EXPANSION VALVE | TX3-M12 R134a | 1 | 293.2675 | Non-Stocked Spare Part Product | NO | SP | _E | _52 | 13 | 40 | SP
3396711 | 3396711 | 290.7162 | 218.0371 | Spare Parts | 0.75 | 0.5 | 639889908901 | DISPLAY LWWT BASIC BL. REV.II | Kelvincode 330138 | 1 | 183.1512 | Non-Stocked Spare Part Product | NO | SP | _E | _52 | 13 | 40 | SP
3396712 | 3396712 | 371.508 | 278.631 | Spare Parts | 0.75 | 0.586 | 639889911260 | CONTROLLER LWWT BASIC 230VAC | KELVIN 330136 | 1 | 234.05 | Non-Stocked Spare Part Product | NO | SP | _E | _52 | 13 | 40 | SP
3396713 | 3396713 | 381.579 | 286.1843 | Spare Parts | 0.75 | 3.131 | 639889932845 | SK HEAT EXCHANGER |  | 1 | 240.3948 | Non-Stocked Spare Part Product | NO | SP | _E | _52 | 13 | 40 | SP
3396714 | 3396714 | 635.2563 | 476.4422 | Spare Parts | 0.75 | 1.429 | 639889909465 | CONTROLLER LWWT COMFORT 230VAC ECO | KELVIN 330135 | 1 | 400.2115 | Non-Stocked Spare Part Product | NO | SP | _E | _52 | 13 | 40 | SP
3396715 | 3396715 | 502.5429 | 376.9072 | Spare Parts | 0.75 | 4.722 | 639889932852 | HEAT EXCHANGER SK 3364 | Kelvincode 328515 | 1 | 316.602 | Non-Stocked Spare Part Product | NO | SP | _E | _52 | 13 | 40 | SP
3396716 | 3396716 | 519.3279 | 389.4959 | Spare Parts | 0.75 | 5.82 | 639889932869 | SK HEAT EXCHANGERS | SK 3373 | 1 | 327.1766 | Non-Stocked Spare Part Product | NO | SP | _E | _52 | 13 | 40 | SP
3396717 | 3396717 | 898.8927 | 674.1695 | Spare Parts | 0.75 | 16.931 | 639889932876 | SK HEAT EXCHANGERS | SK 3374 | 1 | 566.3024 | Non-Stocked Spare Part Product | NO | SP | _E | _52 | 13 | 40 | SP
3396719 | 3396719 | 1410.1638 | 1057.6228 | Spare Parts | 0.75 | 29.586 | 639889908598 | SK HEAT EXCHANGERS | SK 3375 | 1 | 888.4032 | Non-Stocked Spare Part Product | NO | SP | _E | _52 | 13 | 40 | SP
3396720 | 3396720 | 240.3612 | 180.2709 | Spare Parts | 0.75 | 0.403 | 639889910072 | SK FLOAT-ACTUATED SWITCH |  | 1 | 151.4276 | Non-Stocked Spare Part Product | NO | SP | _E | _52 | 13 | 40 | SP
3396721 | 3396721 | 3892.2177 | 2919.1633 | Spare Parts | 0.75 | 27.69 | 639889932883 | DI CARTRIDGE DIA 1500 |  | 1 | 2452.0972 | Non-Stocked Spare Part Product | NO | SP | _E | _52 | 13 | 40 | SP
3396730 | 3396730 | 1610.0172 | 1207.5129 | Spare Parts | 0.75 | 0 | 639889932890 | SK SENSOR FOR FLOWMETER | SPAREPARTPACK FOR SK 3396691 | 1 | 1014.3108 | Non-Stocked Spare Part Product | NO | SP | _E | _52 | 13 | 40 | SP
3396731 | 3396731 | 353.0445 | 264.7834 | Spare Parts | 0.75 | 0.705 | 639889908390 | SK POWER SUPPLY |  | 1 | 222.418 | Non-Stocked Spare Part Product | NO | SP | _E | _52 | 13 | 40 | SP
3396732 | 3396732 | 1273.7577 | 955.3183 | Spare Parts | 0.75 | 5.291 | 639889911604 | SK RADIAL FAN |  | 1 | 802.4674 | Non-Stocked Spare Part Product | NO | SP | _E | _52 | 13 | 40 | SP
3396733 | 3396733 | 1751.0112 | 1313.2584 | Spare Parts | 0.75 | 5.071 | 639889932906 | SK INVERTOR F/ BLUE e plus;3185830 | REPLACEMENT INVERTER FOR 3185830 | 1 | 1103.1371 | Catalog Stocked Product | YES | L8 | _E | _52 | 13 | 40 | SP
3396734 | 3396734 | 1373.9082 | 1030.4311 | Spare Parts | 0.75 | 8.377 | 639889932913 | SK COMPRESSOR |  | 1 | 865.5622 | Catalog Non-Stocked Product | NO | LN | _E | _52 | 13 | 40 | SP
3396735 | 3396735 | 875.6175 | 656.7131 | Spare Parts | 0.75 | 3.851 | 639889932920 | SK RADIAL FAN |  | 1 | 551.639 | Catalog Non-Stocked Product | NO | LN | _E | _52 | 13 | 40 | SP
3396736 | 3396736 | 682.7019 | 512.0264 | Spare Parts | 0.75 | 4.409 | 639889932937 | SK RADIAL FAN |  | 1 | 430.1022 | Catalog Non-Stocked Product | NO | LN | _E | _52 | 13 | 40 | SP
3396737 | 3396737 | 281.3166 | 210.9874 | Spare Parts | 0.75 | 1.444 | 639889932944 | SK ACCESSORY BAG |  | 1 | 177.2295 | Catalog Non-Stocked Product | NO | LN | _E | _52 | 13 | 40 | SP
3396738 | 3396738 | 380.1243 | 285.0932 | Spare Parts | 0.75 | 2.646 | 639889932951 | SK GRILLE |  | 1 | 239.4783 | Catalog Non-Stocked Product | NO | LN | _E | _52 | 13 | 40 | SP
3396739 | 3396739 | 380.1243 | 285.0932 | Spare Parts | 0.75 | 3.66 | 639889932968 | SK GRILLE |  | 1 | 239.4783 | Catalog Non-Stocked Product | NO | LN | _E | _52 | 13 | 40 | SP
3396740 | 3396740 | 191.6847 | 143.7635 | Spare Parts | 0.75 | 2.293 | 639889932975 | SK COVER |  | 1 | 120.7614 | Catalog Non-Stocked Product | NO | LN | _E | _52 | 13 | 40 | SP
3396741 | 3396741 | 259.9437 | 194.9578 | Spare Parts | 0.75 | 0.121 | 639889932982 | SK TEMPERATURE SENSOR |  | 1 | 163.7645 | Catalog Non-Stocked Product | NO | LN | _E | _52 | 13 | 40 | SP
3396742 | 3396742 | 1055.217 | 791.4128 | Spare Parts | 0.75 | 19.048 | 639889932999 | SK COVER |  | 1 | 664.7867 | Catalog Non-Stocked Product | NO | LN | _E | _52 | 13 | 40 | SP
3396743 | 3396743 | 525.2586 | 393.9439 | Spare Parts | 0.75 | 1.781 | 639889933002 | SK CONDENSATE EVAPORATOR |  | 1 | 330.9129 | Catalog Non-Stocked Product | NO | LN | _E | _52 | 13 | 40 | SP
3396744 | 3396744 | 118.5021 | 88.8766 | Spare Parts | 0.75 | 0.441 | 639889933019 | SK DISPLAY CABLE |  | 1 | 74.6563 | Catalog Non-Stocked Product | NO | LN | _E | _52 | 13 | 40 | SP
3396755 | 3396755 | 1287.969 | 965.9768 | Spare Parts | 0.75 | 9.757 | 639889933026 | SK RADIAL FAN FOR 3301470 AND 3301480 |  | 1 | 811.4205 | Catalog Non-Stocked Product | NO | LN | _E | _52 | 13 | 40 | SP
3396756 | 3396756 | 1287.8571 | 965.8928 | Spare Parts | 0.75 | 6.614 | 639889933033 | SK RADIAL FAN |  | 1 | 811.35 | Catalog Non-Stocked Product | NO | LN | _E | _52 | 13 | 40 | SP
3396757 | 3396757 | 701.7249 | 526.2937 | Spare Parts | 0.75 | 1.631 | 639889931305 | SK CONTROLLER |  | 1 | 442.0867 | Catalog Non-Stocked Product | NO | LN | _E | _52 | 13 | 40 | SP
3396760 | 3396760 | 360.4299 | 270.3224 | Spare Parts | 0.75 | 6.614 | 639889933040 | SK GRILLE |  | 1 | 227.0708 | Catalog Non-Stocked Product | NO | LN | _E | _52 | 13 | 40 | SP
3396761 | 3396761 | 477.4773 | 358.108 | Spare Parts | 0.75 | 3.263 | 639889933057 | SK COVER |  | 1 | 300.8107 | Catalog Non-Stocked Product | NO | LN | _E | _52 | 13 | 40 | SP
3396767 | 3396767 | 96.1109 | 72.0832 | Spare Parts | 0.75 | 0.04 | 639889931312 | SK CONNECTOR ROOF MOUNTED FAN |  | 1 | 60.5499 | Catalog Non-Stocked Product | NO | LN | _E | _52 | 13 | 40 | SP
3396768 | 3396768 | 474.3441 | 355.7581 | Spare Parts | 0.75 | 1.146 | 639889931329 | SK BYPASS VALVE 1/2" LONG VERSION |  | 1 | 298.8368 | Catalog Non-Stocked Product | NO | LN | _E | _52 | 13 | 40 | SP
3396771 | 3396771 | 701.7249 | 526.2937 | Spare Parts | 0.75 | 0 | 639889931336 | SK CONTROLLER |  | 1 | 442.0867 | Catalog Non-Stocked Product | NO | LN | _E | _52 | 13 | 40 | SP
3396772 | 3396772 | 943.7646 | 566.2588 | Industrial Advanced | 0.6 | 0 | 639889930261 | SK Controller |  | 1 | 594.5717 | Non-Stocked Spare Part Product | NO | SP | _E | _52 | 13 | 40 | 14
3396777 | 3396777 | 427.3461 | 320.5096 | Spare Parts | 0.75 | 2.154 | 639889931343 | SK Metal filter mat |  | 1 | 269.228 | Non-Stocked Spare Part Product | NO | SP | _E | _52 | 13 | 40 | SP
3396782 | 3396782 | 1548.4722 | 929.0833 | Industrial Advanced | 0.6 | 33.995 | 639889930278 | SK Compressor |  | 1 | 975.5375 | Non-Stocked Spare Part Product | NO | SP | _E | _52 | 13 | 40 | 14
3396783 | 3396783 | 1370.4393 | 1027.8295 | Spare Parts | 0.75 | 30.996 | 639889930285 | SK Compressor |  | 1 | 863.3768 | Non-Stocked Spare Part Product | NO | SP | _E | _52 | 13 | 40 | SP
3396791 | 3396791 | 545.1768 | 408.8826 | Spare Parts | 0.75 | 1.691 | 639889930292 | SK ACCESSORY BAG | REPLACING 3396793 | 1 | 343.4614 | Non-Stocked Spare Part Product | NO | SP | _E | _52 | 13 | 40 | SP
3396802 | 3396802 | 606.2742 | 454.7056 | Spare Parts | 0.75 | 1.675 | 639889931350 | SK EXPANSION VALVE |  | 1 | 381.9527 | Catalog Non-Stocked Product | NO | LN | _E | _52 | 13 | 40 | SP
3397000 | 3397000 | 309.1797 | 231.8848 | Spare Parts | 0.75 | 1.217 | 639889306622 | T-STAT F-3255-56-62-69-72-79- | 80/81/90/93/96/98/3381/93/95 | 1 | 194.7832 | Non-Stocked Spare Part Product | NO | SP | _E | _52 | 13 | 40 | SP
3397011 | 3397011 | 468.9729 | 351.7297 | Spare Parts | 0.75 | 6.614 | 639889911437 | SK EVAPORATOR FOR | SK 3255/3395 | 1 | 295.4529 | Non-Stocked Spare Part Product | NO | SP | _E | _52 | 13 | 40 | SP
3397047 | 3397047 | 186.6492 | 139.9869 | Spare Parts | 0.75 | 1.975 | 639889908314 | 1TT FILTER-DRIER CU 2032 S | FOR 3332 | 1 | 117.589 | Non-Stocked Spare Part Product | NO | SP | _E | _52 | 13 | 40 | SP
3397048 | 3397048 | 109.7963 | 82.3472 | Spare Parts | 0.75 | 0.838 | 639889206229 | RTT FILTER-DRIER TYPE 1 | FOR 3304,3305,3383,3384,3385 | 1 | 69.1717 | Non-Stocked Spare Part Product | NO | SP | _E | _52 | 13 | 40 | SP
3397049 | 3397049 | 220.3311 | 165.2483 | Spare Parts | 0.75 | 0.769 | 639889306745 | RTT EXP VALVE TKN1-0.9 | FOR 3304,3305,3385 | 1 | 138.8086 | Non-Stocked Spare Part Product | NO | SP | _E | _52 | 13 | 40 | SP
3397052 | 3397052 | 932.7984 | 699.5988 | Spare Parts | 0.75 | 30.688 | 639889306769 | RTT COMPRESSOR SC 15 GHX | FOR 3384 | 1 | 587.663 | Non-Stocked Spare Part Product | NO | SP | _E | _52 | 13 | 40 | SP
3397054 | 3397054 | 224.2476 | 168.1857 | Spare Parts | 0.75 | 0.761 | 639889206236 | RTT EXP VALVE TKN1-0.6 | FOR 3384 | 1 | 141.276 | Non-Stocked Spare Part Product | NO | SP | _E | _52 | 13 | 40 | SP
3397058 | 3397058 | 116.9355 | 87.7016 | Spare Parts | 0.75 | 0.745 | 639889306783 | RTT FILTER-DRIER TYPE 2 | FOR 3328,3329,3386,3387 | 1 | 73.6694 | Non-Stocked Spare Part Product | NO | SP | _E | _52 | 13 | 40 | SP
3397065 | 3397065 | 191.6847 | 143.7635 | Spare Parts | 0.75 | 4.409 | 639889306820 | OUTLET GRILLE SK 3394-95 134A | 0 | 1 | 120.7614 | Non-Stocked Spare Part Product | NO | SP | _E | _52 | 13 | 40 | SP
3397067 | 3397067 | 230.4021 | 172.8016 | Spare Parts | 0.75 | 0.683 | 639889910256 | SK BETRIEBSKONDENSATOR 17 MYF | SK 3255 100/140 | 1 | 145.1533 | Non-Stocked Spare Part Product | NO | SP | _E | _52 | 13 | 40 | SP
3397072 | 3397072 | 228.3879 | 171.2909 | Spare Parts | 0.75 | 0.743 | 639889306844 | RTT EXP VALVE TKEN1-0.9 | FOR 3328 | 1 | 143.8844 | Non-Stocked Spare Part Product | NO | SP | _E | _52 | 13 | 40 | SP
3397076 | 3397076 | 574.6065 | 430.9549 | Spare Parts | 0.75 | 13.228 | 639889933064 | RTT CONDENSOR COIL F.3385 | SK 3280/3290 100/34/40/500/40 | 1 | 362.0021 | Non-Stocked Spare Part Product | NO | SP | _E | _52 | 13 | 40 | SP
3397081 | 3397081 | 184.8588 | 138.6441 | Spare Parts | 0.75 | 0.425 | 639889910751 | SK CHECK VALVE RVI 38 |  | 1 | 116.461 | Non-Stocked Spare Part Product | NO | SP | _E | _52 | 13 | 40 | SP
3397088 | 3397088 | 696.2418 | 522.1814 | Spare Parts | 0.75 | 26.455 | 639889306929 | COMPRESSOR FR7 GH | F/3262,3272,3281,3293 100 <(>&<)> 500's | 1 | 438.6323 | Non-Stocked Spare Part Product | NO | SP | _E | _52 | 13 | 40 | SP
3397122 | 3397122 | 2019.3474 | 1514.5105 | Spare Parts | 0.75 | 35.141 | 639889908529 | SK KOMPRESSOR RB 173 NPF | SK 3317 200/250 | 1 | 1272.1889 | Non-Stocked Spare Part Product | NO | SP | _E | _52 | 13 | 40 | SP
3397123 | 3397123 | 562.9689 | 422.2267 | Spare Parts | 0.75 | 0.783 | 639889307032 | THERMOSTAT F-3247000 |  | 1 | 354.6704 | Non-Stocked Spare Part Product | NO | SP | _E | _52 | 13 | 40 | SP
3397128 | 3397128 | 436.9695 | 327.7271 | Spare Parts | 0.75 | 14.33 | 639889908208 | SK CONDENSER FOR | SK 3317 200/250 SK 3330 216 | 1 | 275.2908 | Non-Stocked Spare Part Product | NO | SP | _E | _52 | 13 | 40 | SP
3397131 | 3397131 | 1550.934 | 1163.2005 | Spare Parts | 0.75 | 25.22 | 639889307063 | COMPRESSOR F-SK3306.100-.140 | SK 3306 100/140 | 1 | 977.0884 | Non-Stocked Spare Part Product | NO | SP | _E | _52 | 13 | 40 | SP
3397134 | 3397134 | 900.6831 | 675.5123 | Spare Parts | 0.75 | 24.206 | 639889910447 | SK EINPHASENSPARTRAFO | SK 3317 200/250 | 1 | 567.4304 | Non-Stocked Spare Part Product | NO | SP | _E | _52 | 13 | 40 | SP
3397143 | 3397143 | 225.0309 | 168.7732 | Spare Parts | 0.75 | 0.661 | 639889909502 | RTT EXP VALVE TKN1-0.9 | FOR 3304110,510 3305110,510 | 1 | 141.7695 | Non-Stocked Spare Part Product | NO | SP | _E | _52 | 13 | 40 | SP
3397147 | 3397147 | 850.3281 | 637.7461 | Spare Parts | 0.75 | 30.908 | 639889307131 | RTT COMPRESSOR SC 10 GH | FOR 3383 | 1 | 535.7067 | Non-Stocked Spare Part Product | NO | SP | _E | _52 | 13 | 40 | SP
3397153 | 3397153 | 630.5565 | 472.9174 | Spare Parts | 0.75 | 13.228 | 639889933071 | SK RINGKERNTRAFO | SK 3296 140/540 | 1 | 397.2506 | Non-Stocked Spare Part Product | NO | SP | _E | _52 | 13 | 40 | SP
3397155 | 3397155 | 1248.5802 | 936.4351 | Spare Parts | 0.75 | 33.201 | 639889909977 | RTT COMPRESSOR SC 21 GX | FOR 3385 | 1 | 786.6055 | Non-Stocked Spare Part Product | NO | SP | _E | _52 | 13 | 40 | SP
3397156 | 3397156 | 561.4023 | 421.0517 | Spare Parts | 0.75 | 2.229 | 639889909403 | RTT STARTING DEVICE F.3385 | SK 3256 500/540 | 1 | 353.6834 | Non-Stocked Spare Part Product | NO | SP | _E | _52 | 13 | 40 | SP
3397157 | 3397157 | 1859.5542 | 1394.6656 | Spare Parts | 0.75 | 54.746 | 639889908659 | RTT COMPRESSOR MTZ 22 JC 4A | FOR 3332,3387 | 1 | 1171.5191 | Non-Stocked Spare Part Product | NO | SP | _E | _52 | 13 | 40 | SP
3397160 | 3397160 | 263.4126 | 197.5594 | Spare Parts | 0.75 | 0.633 | 639889307162 | PRESSOSTAT F-3262-65-66-69.100 |  | 1 | 165.9499 | Non-Stocked Spare Part Product | NO | SP | _E | _52 | 13 | 40 | SP
3397172 | 3397172 | 615.1143 | 461.3357 | Spare Parts | 0.75 | 0.69 | 639889887084 | RTT STARTING DEVICE F.3382 | SK 3262/3269/3296 | 1 | 387.522 | Non-Stocked Spare Part Product | NO | SP | _E | _52 | 13 | 40 | SP
3397174 | 3397174 | 359.6466 | 269.7349 | Spare Parts | 0.75 | 0.728 | 639889911178 | RTT STARTING DEVICE F.3383 | SK 3381/3393 ... | 1 | 226.5774 | Non-Stocked Spare Part Product | NO | SP | _E | _52 | 13 | 40 | SP
3397175 | 3397175 | 381.579 | 286.1843 | Spare Parts | 0.75 | 0.686 | 639889909137 | RTT STARTING DEVICE F.3384 | SK 3280/3290/3298 | 1 | 240.3948 | Non-Stocked Spare Part Product | NO | SP | _E | _52 | 13 | 40 | SP
3397177 | 3397177 | 458.9019 | 344.1764 | Spare Parts | 0.75 | 0.758 | 639889887121 | SK BETRIEBSKONDENSATOR 25 MYF | SK 3317 200/250 | 1 | 289.1082 | Non-Stocked Spare Part Product | NO | SP | _E | _52 | 13 | 40 | SP
3397189 | 3397189 | 757.0035 | 567.7526 | Spare Parts | 0.75 | 13.228 | 639889933088 | SK RINGKERNTRAFO | SK 3255 140/540 | 1 | 476.9122 | Non-Stocked Spare Part Product | NO | SP | _E | _52 | 13 | 40 | SP
3397217 | 3397217 | 433.6125 | 325.2094 | Spare Parts | 0.75 | 39.683 | 639889097841 | FRONT METAL COVER F-SK3255.134 | SK 3255 134 | 1 | 273.1759 | Non-Stocked Spare Part Product | NO | SP | _E | _52 | 13 | 40 | SP
3397287 | 3397287 | 3132.8643 | 2349.6482 | Spare Parts | 0.75 | 54.894 | 639889910423 | COMPRESSOR F.3320500 CHILLER | MTZ18 | 1 | 1973.7045 | Non-Stocked Spare Part Product | NO | SP | _E | _52 | 13 | 40 | SP
3397288 | 3397288 | 295.6398 | 221.7298 | Spare Parts | 0.75 | 0.165 | 639889911116 | RTT PRESSOSTAT CC25W 28-18 | FOR 3332 | 1 | 186.2531 | Non-Stocked Spare Part Product | NO | SP | _E | _52 | 13 | 40 | SP
3397323 | 3397323 | 790.6854 | 593.014 | Spare Parts | 0.75 | 19.4 | 639889933095 | SK VERDAMPFER | SK 3390/3392 | 1 | 498.1318 | Non-Stocked Spare Part Product | NO | SP | _E | _52 | 13 | 40 | SP
3397334 | 3397334 | 226.9332 | 170.1999 | Spare Parts | 0.75 | 0.752 | 639889908321 | 2TT EXP VALVE TKE1-1.1 FOR 3329 | SK 3334 500 | 1 | 142.9679 | Non-Stocked Spare Part Product | NO | SP | _E | _52 | 13 | 40 | SP
3397340 | 3397340 | 731.0427 | 548.282 | Spare Parts | 0.75 | 1.323 | 639889908246 | FLOW SWITCH F.3318,3319 | CHILLERS | 1 | 460.5569 | Non-Stocked Spare Part Product | NO | SP | _E | _52 | 13 | 40 | SP
3397341 | 3397341 | 751.1847 | 563.3885 | Spare Parts | 0.75 | 1.007 | 639889910737 | FLOW SWITCH F.3320,3334 | CHILLERS | 1 | 473.2464 | Non-Stocked Spare Part Product | NO | SP | _E | _52 | 13 | 40 | SP
3397342 | 3397342 | 295.6398 | 221.7298 | Spare Parts | 0.75 | 0.661 | 639889933101 | WATER TEMP.SENSOR | F.3320,3334 CHILLERS | 1 | 186.2531 | Non-Stocked Spare Part Product | NO | SP | _E | _52 | 13 | 40 | SP
3397383 | 3397383 | 213.3933 | 160.045 | Spare Parts | 0.75 | 0.75 | 639889908277 | RTT EXP VALVE TKN1-0.9 | FOR 3386 | 1 | 134.4378 | Non-Stocked Spare Part Product | NO | SP | _E | _52 | 13 | 40 | SP
3397387 | 3397387 | 184.8588 | 138.6441 | Spare Parts | 0.75 | 1.499 | 639889908932 | SK ACCESSORY BAG | SK 3214100 | 1 | 116.461 | Non-Stocked Spare Part Product | NO | SP | _E | _52 | 13 | 40 | SP
3397389 | 3397389 | 232.0806 | 174.0605 | Spare Parts | 0.75 | 2.205 | 639889933118 | SK SPRAY ELIMINATOR |  | 1 | 146.2108 | Non-Stocked Spare Part Product | NO | SP | _E | _52 | 13 | 40 | SP
3397390 | 3397390 | 390.531 | 292.8983 | Spare Parts | 0.75 | 2.535 | 639889933125 | SK HEAT EXCHANGER | SK 3214100 | 1 | 246.0345 | Non-Stocked Spare Part Product | NO | SP | _E | _52 | 13 | 40 | SP
3397401 | 3397401 | 176.4663 | 132.3497 | Spare Parts | 0.75 | 0.736 | 639889908437 | RTT EXP VALVE TKN1-1.1 | FOR 3387 | 1 | 111.1738 | Non-Stocked Spare Part Product | NO | SP | _E | _52 | 13 | 40 | SP
3397405 | 3397405 | 201.6438 | 151.2328 | Spare Parts | 0.75 | 1.709 | 639889933132 | SK ACCESSORY BAG |  | 1 | 127.0356 | Non-Stocked Spare Part Product | NO | SP | _E | _52 | 13 | 40 | SP
3397407 | 3397407 | 205.2246 | 153.9185 | Spare Parts | 0.75 | 2.205 | 639889933149 | SK SPRAY ELIMINATOR |  | 1 | 129.2915 | Non-Stocked Spare Part Product | NO | SP | _E | _52 | 13 | 40 | SP
3397408 | 3397408 | 628.5423 | 471.4067 | Spare Parts | 0.75 | 9.965 | 639889933156 | SK HEAT EXCHANGERS |  | 1 | 395.9816 | Non-Stocked Spare Part Product | NO | SP | _E | _52 | 13 | 40 | SP
3397452 | 3397452 | 442.1169 | 331.5877 | Spare Parts | 0.75 | 1.693 | 639889933163 | SK FILTER DRYER | WSG163S, K-CODE FDC0001270 | 1 | 278.5336 | Non-Stocked Spare Part Product | NO | SP | _E | _52 | 13 | 40 | SP
3397464 | 3397464 | 342.9735 | 257.2301 | Spare Parts | 0.75 | 2.734 | 639889933170 | SK FILTER MAT F- 3336821, DMG SPARE | KELVIN | 1 | 216.0733 | Non-Stocked Spare Part Product | NO | SP | _E | _52 | 13 | 40 | SP
3397469 | 3397469 | 947.793 | 710.8447 | Spare Parts | 0.75 | 0.287 | 639889909397 | CONTROLLER CAREL | IR32V0E000 | 1 | 597.1096 | Non-Stocked Spare Part Product | NO | SP | _E | _52 | 13 | 40 | SP
3397475 | 3397475 | 487.3245 | 365.4934 | Spare Parts | 0.75 | 2.205 | 639889911161 | SK FANW2E142-BB01-01 | KELVIN VAA0001521 ZIEHL W2E142-BB01-01 | 1 | 307.0144 | Non-Stocked Spare Part Product | NO | SP | _E | _52 | 13 | 40 | SP
3397487 | 3397487 | 979.6845 | 734.7634 | Spare Parts | 0.75 | 10.891 | 639889908222 | RTT COMPRESSOR YB645WTG | FOR 3303110,510 | 1 | 617.2012 | Non-Stocked Spare Part Product | NO | SP | _E | _52 | 13 | 40 | SP
3397490 | 3397490 | 1372.5654 | 1029.4241 | Spare Parts | 0.75 | 31.129 | 639889909847 | RTT COMPRESSOR RK 5480 Y | FOR 3305,3328 100,110,500,510 | 1 | 864.7162 | Non-Stocked Spare Part Product | NO | SP | _E | _52 | 13 | 40 | SP
3397494 | 3397494 | 1186.4757 | 889.8568 | Spare Parts | 0.75 | 8.598 | 639889910690 | RTT COMPRESSOR XB357RUG | FOR 3302110 | 1 | 747.4797 | Non-Stocked Spare Part Product | NO | SP | _E | _52 | 13 | 40 | SP
3397495 | 3397495 | 850.3281 | 637.7461 | Spare Parts | 0.75 | 8.684 | 639889910478 | RTT COMPRESSOR XB357GUD | FOR 3302100 | 1 | 535.7067 | Non-Stocked Spare Part Product | NO | SP | _E | _52 | 13 | 40 | SP
3397496 | 3397496 | 1359.585 | 1019.6888 | Spare Parts | 0.75 | 28.75 | 639889911048 | RTT COMPRESSOR TRK 5512 Y | FOR 3386 | 1 | 856.5385 | Non-Stocked Spare Part Product | NO | SP | _E | _52 | 13 | 40 | SP
3397497 | 3397497 | 860.3991 | 645.2993 | Spare Parts | 0.75 | 11.089 | 639889909304 | SK COMPRESSOR | YB645VEB | 1 | 542.0514 | Non-Stocked Spare Part Product | NO | SP | _E | _52 | 13 | 40 | SP
3397509 | 3397509 | 92.5637 | 69.4228 | Spare Parts | 0.75 | 0.245 | 639889887541 | RTT SEALING GSKT, ROOF TYPE | FOR 3383,3384,3385 | 1 | 58.3151 | Non-Stocked Spare Part Product | NO | SP | _E | _52 | 13 | 40 | SP
3397510 | 3397510 | 146.589 | 109.9417 | Spare Parts | 0.75 | 0.13 | 639889908611 | RTT SEALING GSKT, ROOF TYPE | FOR 3382 | 1 | 92.3511 | Non-Stocked Spare Part Product | NO | SP | _E | _52 | 13 | 40 | SP
3397522 | 3397522 | 99.0874 | 74.3156 | Spare Parts | 0.75 | 0.097 | 639889911277 | RTT FILTER-DRIER FTO 9.15 | FOR 3303,3382 | 1 | 62.4251 | Non-Stocked Spare Part Product | NO | SP | _E | _52 | 13 | 40 | SP
3397526 | 3397526 | 177.2496 | 132.9372 | Spare Parts | 0.75 | 0.22 | 639889908185 | RTT PRESSOSTAT 28 BAR | FOR 3328,3329 | 1 | 111.6672 | Non-Stocked Spare Part Product | NO | SP | _E | _52 | 13 | 40 | SP
3397527 | 3397527 | 166.3953 | 124.7965 | Spare Parts | 0.75 | 1.235 | 639889883932 | RTT LOUVERED GRILL,WALL, | 280X550 F.3302,3303 | 1 | 104.829 | Non-Stocked Spare Part Product | NO | SP | _E | _52 | 13 | 40 | SP
3397528 | 3397528 | 189.8943 | 142.4207 | Spare Parts | 0.75 | 2.337 | 639889880863 | RTT LOUVERED GRILL,ROOF, | 595X415 F.3382,83,84,85 | 1 | 119.6334 | Non-Stocked Spare Part Product | NO | SP | _E | _52 | 13 | 40 | SP
3397529 | 3397529 | 135.1752 | 101.3814 | Spare Parts | 0.75 | 1.19 | 639889887589 | RTT LOUVERED GRILL,WALL, | 400X400 F.3304,05,28,29,32 | 1 | 85.1604 | Non-Stocked Spare Part Product | NO | SP | _E | _52 | 13 | 40 | SP
3397530 | 3397530 | 294.1851 | 220.6388 | Spare Parts | 0.75 | 5.026 | 639889911246 | RTT LOUVERED GRILL,ROOF, | 795X465 F.3386,87 | 1 | 185.3366 | Non-Stocked Spare Part Product | NO | SP | _E | _52 | 13 | 40 | SP
3397531 | 3397531 | 136.4061 | 102.3046 | Spare Parts | 0.75 | 1.063 | 639889887602 | RTT LOUVERED GRILL,WALL, | 400X340 F.3328,29,32 | 1 | 85.9358 | Non-Stocked Spare Part Product | NO | SP | _E | _52 | 13 | 40 | SP
3397532 | 3397532 | 136.4061 | 102.3046 | Spare Parts | 0.75 | 0.586 | 639889887619 | RTT DISPLAY PNL,BLK,390X172 | F.3304,05,28,29,32 | 1 | 85.9358 | Non-Stocked Spare Part Product | NO | SP | _E | _52 | 13 | 40 | SP
3397533 | 3397533 | 64.4992 | 48.3744 | Spare Parts | 0.75 | 0.013 | 639889887626 | RTT TEMP SEN.ICING,BLUE, | L=600MM, F.3302,03,82,83,84,85 | 1 | 40.6345 | Non-Stocked Spare Part Product | NO | SP | _E | _52 | 13 | 40 | SP
3397534 | 3397534 | 66.961 | 50.2207 | Spare Parts | 0.75 | 0.035 | 639889887633 | RTT TEMP SEN.ICING BLUE | L=1000MM,F.3304,05,28,29,86,87 | 1 | 42.1854 | Non-Stocked Spare Part Product | NO | SP | _E | _52 | 13 | 40 | SP
3397535 | 3397535 | 143.6796 | 107.7597 | Spare Parts | 0.75 | 0.044 | 639889910850 | RTT TEMP SEN.ICING,BLUE, | L=1600MM,F.3332 | 1 | 90.5181 | Non-Stocked Spare Part Product | NO | SP | _E | _52 | 13 | 40 | SP
3397536 | 3397536 | 74.8387 | 56.129 | Spare Parts | 0.75 | 0.004 | 639889887657 | RTT TEMP SEN.AIR INLET,RED | L=150MM, F.3302,03,04,05,28,29 | 1 | 47.1484 | Non-Stocked Spare Part Product | NO | SP | _E | _52 | 13 | 40 | SP
3397537 | 3397537 | 74.9618 | 56.2214 | Spare Parts | 0.75 | 0.009 | 639889887664 | RTT TEMP SEN.AIR INLET,RED | L=400MM, F.3332,82 | 1 | 47.2259 | Non-Stocked Spare Part Product | NO | SP | _E | _52 | 13 | 40 | SP
3397538 | 3397538 | 82.9627 | 62.222 | Spare Parts | 0.75 | 0.022 | 639889887671 | RTT TEMP SEN.AIR INLET,RED | L=600MM, F.3383,84,85 | 1 | 52.2665 | Non-Stocked Spare Part Product | NO | SP | _E | _52 | 13 | 40 | SP
3397539 | 3397539 | 62.5297 | 46.8973 | Spare Parts | 0.75 | 0.022 | 639889887688 | RTT TEMP SEN.AIR INLET,RED | L=1000MM,F.3386,87 | 1 | 39.3937 | Non-Stocked Spare Part Product | NO | SP | _E | _52 | 13 | 40 | SP
3397540 | 3397540 | 252.1107 | 189.083 | Spare Parts | 0.75 | 0.044 | 639889911109 | RTT TEMP SEN.,AMBIENT,YELLOW | L=400MM, F.3303500,510 | 1 | 158.8297 | Non-Stocked Spare Part Product | NO | SP | _E | _52 | 13 | 40 | SP
3397541 | 3397541 | 232.0806 | 174.0605 | Spare Parts | 0.75 | 0.013 | 639889887701 | RTT TEMP SEN.,AMBIENT,YELLOW | L=600MM, F.3382,83,84,85,86,87 | 1 | 146.2108 | Non-Stocked Spare Part Product | NO | SP | _E | _52 | 13 | 40 | SP
3397542 | 3397542 | 73.3616 | 55.0212 | Spare Parts | 0.75 | 0.033 | 639889887718 | RTT TEMP SEN.,AMBIENT,YELLOW | L=1600MM,F.3328,29,32 | 1 | 46.2178 | Non-Stocked Spare Part Product | NO | SP | _E | _52 | 13 | 40 | SP
3397546 | 3397546 | 87.3939 | 65.5454 | Spare Parts | 0.75 | 0.022 | 639889887749 | RTT TEMP SEN.COND WHT L.1600 | F.3332540 | 1 | 55.0582 | Non-Stocked Spare Part Product | NO | SP | _E | _52 | 13 | 40 | SP
3397547 | 3397547 | 66.961 | 50.2207 | Spare Parts | 0.75 | 0.033 | 639889908895 | RTT COND SEN. GRN L.480 | F.3382_83_84_85_86_87 | 1 | 42.1854 | Non-Stocked Spare Part Product | NO | SP | _E | _52 | 13 | 40 | SP
3397548 | 3397548 | 695.7942 | 521.8456 | Spare Parts | 0.75 | 18.519 | 639889880887 | RTT COVER-HOUSING | (256916)3383,84,85 | 1 | 438.3503 | Non-Stocked Spare Part Product | NO | SP | _E | _52 | 13 | 40 | SP
3397549 | 3397549 | 714.2577 | 535.6933 | Spare Parts | 0.75 | 16.755 | 639889933187 | RTT COVER-HOUSING | F.3382 | 1 | 449.9824 | Non-Stocked Spare Part Product | NO | SP | _E | _52 | 13 | 40 | SP
3397550 | 3397550 | 1082.9682 | 812.2261 | Spare Parts | 0.75 | 36.376 | 639889933194 | RTT COVER-HOUSING | F.3386,87 | 1 | 682.27 | Non-Stocked Spare Part Product | NO | SP | _E | _52 | 13 | 40 | SP
3397551 | 3397551 | 505.788 | 379.341 | Spare Parts | 0.75 | 5.732 | 639889909724 | RTT COVER-HOUSING | F.3303 (REF. 257042) | 1 | 318.6464 | Non-Stocked Spare Part Product | NO | SP | _E | _52 | 13 | 40 | SP
3397553 | 3397553 | 1087.668 | 815.751 | Spare Parts | 0.75 | 24.361 | 639889933200 | RTT COVER-HOUSING | F.3332 | 1 | 685.2308 | Non-Stocked Spare Part Product | NO | SP | _E | _52 | 13 | 40 | SP
3397555 | 3397555 | 888.7098 | 666.5324 | Spare Parts | 0.75 | 8.818 | 639889908673 | RTT TRANSFMR TY 4, 115-230V | F.3384110,510 | 1 | 559.8872 | Non-Stocked Spare Part Product | NO | SP | _E | _52 | 13 | 40 | SP
3397556 | 3397556 | 619.2546 | 464.4409 | Spare Parts | 0.75 | 14.33 | 639889933217 | RTT TRANSFMR TY 5, 400-230V | F.3384140,540 | 1 | 390.1304 | Non-Stocked Spare Part Product | NO | SP | _E | _52 | 13 | 40 | SP
3397557 | 3397557 | 658.7553 | 494.0665 | Spare Parts | 0.75 | 11.537 | 639889909021 | RTT TRANSFMR TY 2, 115-230V | F.3383110,510 | 1 | 415.0158 | Non-Stocked Spare Part Product | NO | SP | _E | _52 | 13 | 40 | SP
3397558 | 3397558 | 600.7911 | 450.5933 | Spare Parts | 0.75 | 11.067 | 639889933224 | RTT TRANSFMR TY 3, 400-230V | F.3383140,540 | 1 | 378.4984 | Non-Stocked Spare Part Product | NO | SP | _E | _52 | 13 | 40 | SP
3397559 | 3397559 | 1521.5043 | 1141.1282 | Spare Parts | 0.75 | 13.228 | 639889933231 | RTT TRANSFMR TY 6, 115-230V | F.3385110,510 | 1 | 958.5477 | Non-Stocked Spare Part Product | NO | SP | _E | _52 | 13 | 40 | SP
3397560 | 3397560 | 680.4639 | 510.3479 | Spare Parts | 0.75 | 15.961 | 639889933248 | RTT TRANSFMR TY 7, 400-230V | F.3385140,540 | 1 | 428.6923 | Non-Stocked Spare Part Product | NO | SP | _E | _52 | 13 | 40 | SP
3397564 | 3397564 | 1278.7932 | 959.0949 | Spare Parts | 0.75 | 25.309 | 639889887855 | RTT TRANSFMR TY 2, 115-230V | F.3328,3329 110,510 | 1 | 805.6397 | Non-Stocked Spare Part Product | NO | SP | _E | _52 | 13 | 40 | SP
3397565 | 3397565 | 608.2884 | 456.2163 | Spare Parts | 0.75 | 7.857 | 639889933255 | RTT EVAP COIL F.3383 |  | 1 | 383.2217 | Non-Stocked Spare Part Product | NO | SP | _E | _52 | 13 | 40 | SP
3397566 | 3397566 | 374.6412 | 280.9809 | Spare Parts | 0.75 | 1.931 | 639889933262 | RTT EVAP COIL F.3302 | 0 | 1 | 236.024 | Non-Stocked Spare Part Product | NO | SP | _E | _52 | 13 | 40 | SP
3397567 | 3397567 | 391.5381 | 293.6536 | Spare Parts | 0.75 | 5.952 | 639889933279 | RTT EVAP COIL F.3303 | 0 | 1 | 246.669 | Non-Stocked Spare Part Product | NO | SP | _E | _52 | 13 | 40 | SP
3397568 | 3397568 | 882.2196 | 661.6647 | Spare Parts | 0.75 | 10.747 | 639889910140 | RTT EVAP COIL F.3328 3329 |  | 1 | 555.7983 | Non-Stocked Spare Part Product | NO | SP | _E | _52 | 13 | 40 | SP
3397572 | 3397572 | 910.866 | 683.1495 | Spare Parts | 0.75 | 8.818 | 639889933286 | RTT EVAP COIL F.3386 | 0 | 1 | 573.8456 | Non-Stocked Spare Part Product | NO | SP | _E | _52 | 13 | 40 | SP
3397573 | 3397573 | 541.1484 | 405.8613 | Spare Parts | 0.75 | 8.598 | 639889909762 | RTT EVAP COIL F.3387 |  | 1 | 340.9235 | Non-Stocked Spare Part Product | NO | SP | _E | _52 | 13 | 40 | SP
3397576 | 3397576 | 384.8241 | 288.6181 | Spare Parts | 0.75 | 2.571 | 639889933293 | RTT COND COIL F.3302 | 0 | 1 | 242.4392 | Non-Stocked Spare Part Product | NO | SP | _E | _52 | 13 | 40 | SP
3397577 | 3397577 | 1098.858 | 824.1435 | Spare Parts | 0.75 | 20.767 | 639889909311 | RTT COND COIL F.3328,3329 |  | 1 | 692.2805 | Non-Stocked Spare Part Product | NO | SP | _E | _52 | 13 | 40 | SP
3397578 | 3397578 | 1679.8428 | 1259.8821 | Spare Parts | 0.75 | 89.286 | 639889909328 | RTT COND COIL F.3332 |  | 1 | 1058.301 | Non-Stocked Spare Part Product | NO | SP | _E | _52 | 13 | 40 | SP
3397581 | 3397581 | 611.6454 | 458.7341 | Spare Parts | 0.75 | 8.911 | 639889908352 | RTT COND COIL F.3384 |  | 1 | 385.3366 | Non-Stocked Spare Part Product | NO | SP | _E | _52 | 13 | 40 | SP
3397582 | 3397582 | 833.5431 | 625.1573 | Spare Parts | 0.75 | 20.106 | 639889933309 | RTT COND COIL F.3386,3387 | 0 | 1 | 525.1322 | Non-Stocked Spare Part Product | NO | SP | _E | _52 | 13 | 40 | SP
3397590 | 3397590 | 525.93 | 394.4475 | Spare Parts | 0.75 | 6.217 | 639889908796 | RTT COND COIL F.3303 |  | 1 | 331.3359 | Non-Stocked Spare Part Product | NO | SP | _E | _52 | 13 | 40 | SP
3397597 | 3397597 | 278.9667 | 209.225 | Spare Parts | 0.75 | 2.403 | 639889909441 | SK LOUVERED GRILL WALL | STAINLESS STEEL | 1 | 175.749 | Non-Stocked Spare Part Product | NO | SP | _E | _52 | 13 | 40 | SP
3397602 | 3397602 | 255.4677 | 191.6008 | Spare Parts | 0.75 | 0.75 | 639889911086 | THERMAL EXPANSION VALVE | TLK-00092 | 1 | 160.9447 | Non-Stocked Spare Part Product | NO | SP | _E | _52 | 13 | 40 | SP
3397603 | 3397603 | 184.8588 | 138.6441 | Spare Parts | 0.75 | 0.551 | 639889910966 | SK HIGH PRESSURE SWITCH |  | 1 | 116.461 | Non-Stocked Spare Part Product | NO | SP | _E | _52 | 13 | 40 | SP
3397604 | 3397604 | 536.2248 | 402.1686 | Spare Parts | 0.75 | 6.091 | 639889933316 | SK EVAPORATOR SK 3386 | 0 | 1 | 337.8216 | Non-Stocked Spare Part Product | NO | SP | _E | _52 | 13 | 40 | SP
3397605 | 3397605 | 191.1252 | 143.3439 | Spare Parts | 0.75 | 2.205 | 639889933323 | SK GRILLE |  | 1 | 120.4089 | Non-Stocked Spare Part Product | NO | SP | _E | _52 | 13 | 40 | SP
3397610 | 3397610 | 241.704 | 181.278 | Spare Parts | 0.75 | 2.253 | 639889909793 | RTT LOUVERED GRILL,WALL, | 400X400 F.3304200, 3305200, 3328200, 3329200, 3332200 | 1 | 152.2735 | Non-Stocked Spare Part Product | NO | SP | _E | _52 | 13 | 40 | SP
3397611 | 3397611 | 285.6807 | 214.2605 | Spare Parts | 0.75 | 2.026 | 639889933330 | SK GRILLE |  | 1 | 179.9788 | Non-Stocked Spare Part Product | NO | SP | _E | _52 | 13 | 40 | SP
3397613 | 3397613 | 421.863 | 316.3972 | Spare Parts | 0.75 | 6.138 | 639889910386 | EVAPORATOR SK 3304 |  | 1 | 265.7737 | Non-Stocked Spare Part Product | NO | SP | _E | _52 | 13 | 40 | SP
3397614 | 3397614 | 447.0405 | 335.2804 | Spare Parts | 0.75 | 5.772 | 639889910430 | CONDENSER SK 3304 |  | 1 | 281.6355 | Non-Stocked Spare Part Product | NO | SP | _E | _52 | 13 | 40 | SP
3397615 | 3397615 | 534.3225 | 400.7419 | Spare Parts | 0.75 | 4.989 | 639889909366 | RTT EVAP COIL F.3305 |  | 1 | 336.6232 | Non-Stocked Spare Part Product | NO | SP | _E | _52 | 13 | 40 | SP
3397616 | 3397616 | 643.7607 | 482.8205 | Spare Parts | 0.75 | 10.802 | 639889908291 | RTT COND COIL F.3305 |  | 1 | 405.5692 | Non-Stocked Spare Part Product | NO | SP | _E | _52 | 13 | 40 | SP
3397618 | 3397618 | 140.3226 | 105.242 | Spare Parts | 0.75 | 0.031 | 639889888067 | SK TEMPERATURE SENSOR | WHITE L= 600 | 1 | 88.4032 | Non-Stocked Spare Part Product | NO | SP | _E | _52 | 13 | 40 | SP
3397624 | 3397624 | 189.2229 | 141.9172 | Spare Parts | 0.75 | 1.356 | 639889933347 | RTT DISPATCH HDWR BAG | FOR 3304100 | 1 | 119.2104 | Non-Stocked Spare Part Product | NO | SP | _E | _52 | 13 | 40 | SP
3397630 | 3397630 | 196.3845 | 147.2884 | Spare Parts | 0.75 | 0.783 | 639889888135 | RTT DISPATCH HDWR BAG |  | 1 | 123.7222 | Non-Stocked Spare Part Product | NO | SP | _E | _52 | 13 | 40 | SP
3397647 | 3397647 | 178.2567 | 133.6925 | Spare Parts | 0.75 | 2.205 | 639889933354 | SK HARDWARE BAG | SK 3360 | 1 | 112.3017 | Non-Stocked Spare Part Product | NO | SP | _E | _52 | 13 | 40 | SP
3397657 | 3397657 | 148.8494 | 111.637 | Spare Parts | 0.75 | 2.205 | 639889933361 | SK HARDWARE BAG |  | 1 | 93.7751 | Non-Stocked Spare Part Product | NO | SP | _E | _52 | 13 | 40 | SP
3397662 | 3397662 | 149.1627 | 111.872 | Spare Parts | 0.75 | 0.485 | 639889933378 | SK HARDWARE BAG | FOR A 3129100 | 1 | 93.9725 | Non-Stocked Spare Part Product | NO | SP | _E | _52 | 13 | 40 | SP
3397668 | 3397668 | 808.8132 | 606.6099 | Spare Parts | 0.75 | 24.709 | 639889910003 | SK COMPRESSOR BSD122DT-P6AUC | FOR 3304500 | 1 | 509.5523 | Non-Stocked Spare Part Product | NO | SP | _E | _52 | 13 | 40 | SP
3397682 | 3397682 | 206.6793 | 155.0095 | Spare Parts | 0.75 | 0.251 | 639889933385 | SK TEMPERATURE SENSOR | NTC-20/105 IP686,0M NTCWPCTF | 1 | 130.208 | Non-Stocked Spare Part Product | NO | SP | _E | _52 | 13 | 40 | SP
3397693 | 3397693 | 1208.1843 | 906.1382 | Spare Parts | 0.75 | 32.54 | 639889910126 | COMPRESSOR RK 5480Y |  | 1 | 761.1561 | Non-Stocked Spare Part Product | NO | SP | _E | _52 | 13 | 40 | SP
3397695 | 3397695 | 1241.7543 | 931.3157 | Spare Parts | 0.75 | 34.656 | 639889909342 | COMPRESSOR RK 5512Y |  | 1 | 782.3052 | Non-Stocked Spare Part Product | NO | SP | _E | _52 | 13 | 40 | SP
3397699 | 3397699 | 174.7878 | 131.0908 | Spare Parts | 0.75 | 0.269 | 639889933392 | SK ACCESSORY BAG |  | 1 | 110.1163 | Non-Stocked Spare Part Product | NO | SP | _E | _52 | 13 | 40 | SP
3397709 | 3397709 | 228.6117 | 171.4588 | Spare Parts | 0.75 | 3.144 | 639889911055 | SK EVAPORATOR SK 3303 |  | 1 | 144.0254 | Non-Stocked Spare Part Product | NO | SP | _E | _52 | 13 | 40 | SP
3397711 | 3397711 | 559.6119 | 419.7089 | Spare Parts | 0.75 | 5.026 | 639889933408 | SK CONDENSOR SK 3359 | 0 | 1 | 352.5555 | Non-Stocked Spare Part Product | NO | SP | _E | _52 | 13 | 40 | SP
3397712 | 3397712 | 1898.4954 | 1423.8715 | Spare Parts | 0.75 | 22.046 | 639889933415 | SK KOMPRESSOR RB 174 GHAC |  | 1 | 1196.0521 | Non-Stocked Spare Part Product | NO | SP | _E | _52 | 13 | 40 | SP
3397717 | 3397717 | 423.5415 | 317.6561 | Spare Parts | 0.75 | 1.479 | 639889909625 | CONDENSATE EVAPORTER TYPE 1 | 230V | 1 | 266.8311 | Non-Stocked Spare Part Product | NO | SP | _E | _52 | 13 | 40 | SP
3397719 | 3397719 | 1532.2467 | 1149.185 | Spare Parts | 0.75 | 34.039 | 639889933422 | SK COMPRESSOR RB 174 YDKC |  | 1 | 965.3154 | Non-Stocked Spare Part Product | NO | SP | _E | _52 | 13 | 40 | SP
3397721 | 3397721 | 430.3674 | 322.7756 | Spare Parts | 0.75 | 1.213 | 639889909090 | SK CONDENSATE EVAPORATOR TYPE 2 | 400/460V | 1 | 271.1315 | Non-Stocked Spare Part Product | NO | SP | _E | _52 | 13 | 40 | SP
3397722 | 3397722 | 1339.2192 | 1004.4144 | Spare Parts | 0.75 | 33.069 | 639889911598 | SK COMPRESSOR RB231GHA |  | 1 | 843.7081 | Non-Stocked Spare Part Product | NO | SP | _E | _52 | 13 | 40 | SP
3397724 | 3397724 | 233.6472 | 175.2354 | Spare Parts | 0.75 | 0.485 | 639889909779 | SK PRESSOSTAT |  | 1 | 147.1977 | Non-Stocked Spare Part Product | NO | SP | _E | _52 | 13 | 40 | SP
3397725 | 3397725 | 979.6845 | 734.7634 | Spare Parts | 0.75 | 11.684 | 639889933439 | SK EVAPORATOR COIL |  | 1 | 617.2012 | Non-Stocked Spare Part Product | NO | SP | _E | _52 | 13 | 40 | SP
3397726 | 3397726 | 730.1475 | 547.6106 | Spare Parts | 0.75 | 21.958 | 639889911017 | SK CONDENSER SK 3310 7.. |  | 1 | 459.9929 | Non-Stocked Spare Part Product | NO | SP | _E | _52 | 13 | 40 | SP
3397728 | 3397728 | 1520.1615 | 1140.1211 | Spare Parts | 0.75 | 34.568 | 639889908420 | SK COMPRESSOR | RB231YFK | 1 | 957.7017 | Non-Stocked Spare Part Product | NO | SP | _E | _52 | 13 | 40 | SP
3397731 | 3397731 | 704.0748 | 528.0561 | Spare Parts | 0.75 | 25.75 | 639889909236 | SK COMPRESSOR |  | 1 | 443.5671 | Non-Stocked Spare Part Product | NO | SP | _E | _52 | 13 | 40 | SP
3397733 | 3397733 | 186.6492 | 139.9869 | Spare Parts | 0.75 | 0.657 | 639889910348 | SK FILTER DRYER COMPLETE |  | 1 | 117.589 | Non-Stocked Spare Part Product | NO | SP | _E | _52 | 13 | 40 | SP
3397734 | 3397734 | 289.4853 | 217.114 | Spare Parts | 0.75 | 0.494 | 639889878440 | SK CAPACITOR |  | 1 | 182.3757 | Non-Stocked Spare Part Product | NO | SP | _E | _52 | 13 | 40 | SP
3397758 | 3397758 | 70.0382 | 52.5287 | Spare Parts | 0.75 | 0.066 | 639889910706 | WAGO CONNECTOR, 230V-115V 2 |  | 1 | 44.1241 | Non-Stocked Spare Part Product | NO | SP | _E | _52 | 13 | 40 | SP
3397759 | 3397759 | 69.0535 | 51.7901 | Spare Parts | 0.75 | 0.064 | 639889910713 | WAGO CONNECTOR, 3 |  | 1 | 43.5037 | Non-Stocked Spare Part Product | NO | SP | _E | _52 | 13 | 40 | SP
3397760 | 3397760 | 1283.8287 | 962.8715 | Spare Parts | 0.75 | 27.646 | 639889911321 | RTT COMPRESSOR TRK 5450 Y |  | 1 | 808.8121 | Non-Stocked Spare Part Product | NO | SP | _E | _52 | 13 | 40 | SP
3397761 | 3397761 | 1357.7946 | 1018.346 | Spare Parts | 0.75 | 29.762 | 639889908925 | RTT COMPRESSOR RK 5480 Y |  | 1 | 855.4106 | Non-Stocked Spare Part Product | NO | SP | _E | _52 | 13 | 40 | SP
3397762 | 3397762 | 1366.0752 | 1024.5564 | Spare Parts | 0.75 | 28.88 | 639889910416 | RTT COMPRESSOR TRK 5480 Y |  | 1 | 860.6274 | Non-Stocked Spare Part Product | NO | SP | _E | _52 | 13 | 40 | SP
3397778 | 3397778 | 255.5796 | 191.6847 | Spare Parts | 0.75 | 0.22 | 639889909458 | LCP WATER INLET TEMP SENSOR |  | 1 | 161.0151 | Non-Stocked Spare Part Product | NO | SP | _E | _52 | 13 | 40 | SP
3397784 | 3397784 | 211.8267 | 158.87 | Spare Parts | 0.75 | 1.116 | 639889933446 | SK ACCESSORY BAG |  | 1 | 133.4508 | Non-Stocked Spare Part Product | NO | SP | _E | _52 | 13 | 40 | SP
3397785 | 3397785 | 337.7142 | 253.2857 | Spare Parts | 0.75 | 3.907 | 639889933453 | SK ENCLOSURE |  | 1 | 212.7599 | Non-Stocked Spare Part Product | NO | SP | _E | _52 | 13 | 40 | SP
3397786 | 3397786 | 460.5804 | 345.4353 | Spare Parts | 0.75 | 11.023 | 639889933460 | SK HEAT EXCHANGER | F.3212 | 1 | 290.1657 | Non-Stocked Spare Part Product | NO | SP | _E | _52 | 13 | 40 | SP
3397789 | 3397789 | 206.6793 | 155.0095 | Spare Parts | 0.75 | 2.205 | 639889933477 | SK ACCESSORY BAG |  | 1 | 130.208 | Non-Stocked Spare Part Product | NO | SP | _E | _52 | 13 | 40 | SP
3397791 | 3397791 | 635.2563 | 476.4422 | Spare Parts | 0.75 | 10.935 | 639889933484 | SK EVAPORATOR | SK 3384/3385 | 1 | 400.2115 | Non-Stocked Spare Part Product | NO | SP | _E | _52 | 13 | 40 | SP
3397806 | 3397806 | 779.8311 | 584.8733 | Spare Parts | 0.75 | 4.409 | 639889933491 | SK BOTTOM | 3209/10 | 1 | 491.2936 | Non-Stocked Spare Part Product | NO | SP | _E | _52 | 13 | 40 | SP
3397807 | 3397807 | 275.1621 | 206.3716 | Spare Parts | 0.75 | 5.401 | 639889888708 | BOTTOM PLASTIC TRAY | FOR 3382110 | 1 | 173.3521 | Non-Stocked Spare Part Product | NO | SP | _E | _52 | 13 | 40 | SP
3397808 | 3397808 | 277.2882 | 207.9662 | Spare Parts | 0.75 | 6.803 | 639889909830 | SK BOTTOM |  | 1 | 174.6916 | Non-Stocked Spare Part Product | NO | SP | _E | _52 | 13 | 40 | SP
3397809 | 3397809 | 679.0092 | 509.2569 | Spare Parts | 0.75 | 9.259 | 639889888722 | BASE TRAY FOR 3387140 |  | 1 | 427.7758 | Non-Stocked Spare Part Product | NO | SP | _E | _52 | 13 | 40 | SP
3397810 | 3397810 | 154.3101 | 115.7326 | Spare Parts | 0.75 | 1.19 | 639889908161 | SK LOUVERED GRILL WALL |  | 1 | 97.2154 | Non-Stocked Spare Part Product | NO | SP | _E | _52 | 13 | 40 | SP
3397811 | 3397811 | 1172.9358 | 879.7018 | Spare Parts | 0.75 | 0 | 639889909540 | SK COVER |  | 1 | 738.9496 | Non-Stocked Spare Part Product | NO | SP | _E | _52 | 13 | 40 | SP
3397813 | 3397813 | 369.7176 | 277.2882 | Spare Parts | 0.75 | 6.614 | 639889911239 | SK COVER |  | 1 | 232.9221 | Non-Stocked Spare Part Product | NO | SP | _E | _52 | 13 | 40 | SP
3397815 | 3397815 | 699.0393 | 524.2795 | Spare Parts | 0.75 | 16.446 | 639889908970 | SK TRANSFORMER |  | 1 | 440.3948 | Non-Stocked Spare Part Product | NO | SP | _E | _52 | 13 | 40 | SP
3397816 | 3397816 | 836.9001 | 627.6751 | Spare Parts | 0.75 | 10.454 | 639889910263 | SK TRANSFORMER TYPE1 |  | 1 | 527.2471 | Non-Stocked Spare Part Product | NO | SP | _E | _52 | 13 | 40 | SP
3397818 | 3397818 | 609.9669 | 457.4752 | Spare Parts | 0.75 | 2.853 | 639889933507 | SK EVAPORATOR COIL | F.3320,3334 CHILLERS | 1 | 384.2791 | Non-Stocked Spare Part Product | NO | SP | _E | _52 | 13 | 40 | SP
3397819 | 3397819 | 350.8065 | 263.1049 | Spare Parts | 0.75 | 2.05 | 639889933514 | SK EVAPORATOR |  | 1 | 221.0081 | Non-Stocked Spare Part Product | NO | SP | _E | _52 | 13 | 40 | SP
3397820 | 3397820 | 420.0726 | 315.0544 | Spare Parts | 0.75 | 3.307 | 639889933521 | SK EVAPORATOR COIL |  | 1 | 264.6457 | Non-Stocked Spare Part Product | NO | SP | _E | _52 | 13 | 40 | SP
3397821 | 3397821 | 415.0371 | 311.2778 | Spare Parts | 0.75 | 5.163 | 639889933538 | SK CONDENSOR 3302 NANO-COATED |  | 1 | 261.4734 | Non-Stocked Spare Part Product | NO | SP | _E | _52 | 13 | 40 | SP
3397822 | 3397822 | 684.0447 | 513.0335 | Spare Parts | 0.75 | 6.878 | 639889933545 | SK CONDENSER | NANO COATED | 1 | 430.9482 | Non-Stocked Spare Part Product | NO | SP | _E | _52 | 13 | 40 | SP
3397823 | 3397823 | 665.4693 | 499.102 | Spare Parts | 0.75 | 9.127 | 639889933552 | SK CONDENSER |  | 1 | 419.2457 | Non-Stocked Spare Part Product | NO | SP | _E | _52 | 13 | 40 | SP
3397825 | 3397825 | 228.6117 | 171.4588 | Spare Parts | 0.75 | 2.205 | 639889933569 | SK ACCESSORY BAG |  | 1 | 144.0254 | Non-Stocked Spare Part Product | NO | SP | _E | _52 | 13 | 40 | SP
3397829 | 3397829 | 200.301 | 150.2258 | Spare Parts | 0.75 | 2.804 | 639889909052 | SK HARDWARE BAG 3375 | KELVIN 386705 | 1 | 126.1896 | Non-Stocked Spare Part Product | NO | SP | _E | _52 | 13 | 40 | SP
3397830 | 3397830 | 791.2449 | 593.4337 | Spare Parts | 0.75 | 11.023 | 639889933576 | SK HEAT EXCHANGERS |  | 1 | 498.4843 | Non-Stocked Spare Part Product | NO | SP | _E | _52 | 13 | 40 | SP
3397831 | 3397831 | 1031.4942 | 773.6206 | Spare Parts | 0.75 | 14.859 | 639889910904 | SK HEAT EXCHANGER 3210 | KELVIN 308919 | 1 | 649.8413 | Non-Stocked Spare Part Product | NO | SP | _E | _52 | 13 | 40 | SP
3397832 | 3397832 | 1141.0443 | 855.7832 | Spare Parts | 0.75 | 1.124 | 639889908963 | SK POWER SUPPLY UNIT | 24 DC 5A CABUR | 1 | 718.8579 | Non-Stocked Spare Part Product | NO | SP | _E | _52 | 13 | 40 | SP
3397834 | 3397834 | 762.9342 | 572.2006 | Spare Parts | 0.75 | 4.012 | 639889911666 | SK TRANSFORMER |  | 1 | 480.6485 | Non-Stocked Spare Part Product | NO | SP | _E | _52 | 13 | 40 | SP
3397836 | 3397836 | 1151.1153 | 863.3365 | Spare Parts | 0.75 | 22.399 | 639889908833 | SK TRANSFORMER TYPE 6 |  | 1 | 725.2026 | Non-Stocked Spare Part Product | NO | SP | _E | _52 | 13 | 40 | SP
3397838 | 3397838 | 242.0397 | 181.5298 | Spare Parts | 0.75 | 1.764 | 639889911154 | SK EVAPORATOR | SK 3382 | 1 | 152.485 | Non-Stocked Spare Part Product | NO | SP | _E | _52 | 13 | 40 | SP
3397839 | 3397839 | 282.3237 | 211.7428 | Spare Parts | 0.75 | 0.022 | 639889888920 | SK TEMP. SENSOR | YELLOW L=1000 | 1 | 177.8639 | Non-Stocked Spare Part Product | NO | SP | _E | _52 | 13 | 40 | SP
3397840 | 3397840 | 129.2445 | 96.9334 | Spare Parts | 0.75 | 2.491 | 639889909076 | SK GRID 3302 300-310 |  | 1 | 81.424 | Non-Stocked Spare Part Product | NO | SP | _E | _52 | 13 | 40 | SP
3397841 | 3397841 | 110.1655 | 82.6242 | Spare Parts | 0.75 | 0 | 639889911345 | SK TEMPERATURE SENSOR | RED L=600MM | 1 | 69.4043 | Non-Stocked Spare Part Product | NO | SP | _E | _52 | 13 | 40 | SP
3397842 | 3397842 | 312.6486 | 234.4864 | Spare Parts | 0.75 | 0.705 | 639889933583 | SK VERSANDBEUTEL 3363-64 |  | 1 | 196.9686 | Non-Stocked Spare Part Product | NO | SP | _E | _52 | 13 | 40 | SP
3397848 | 3397848 | 216.7503 | 162.5627 | Spare Parts | 0.75 | 2.205 | 639889910010 | SK HARDWARE BAG 3373-74 | KELVIN 386743 | 1 | 136.5527 | Non-Stocked Spare Part Product | NO | SP | _E | _52 | 13 | 40 | SP
3397849 | 3397849 | 274.0431 | 205.5323 | Spare Parts | 0.75 | 0.551 | 639889933590 | SK FLOATING SWITCH 3373-74 |  | 1 | 172.6472 | Non-Stocked Spare Part Product | NO | SP | _E | _52 | 13 | 40 | SP
3397854 | 3397854 | 114.2499 | 85.6874 | Spare Parts | 0.75 | 0.002 | 639889908307 | SK TEMPERATURE SENSOR | BLUE L=400MM | 1 | 71.9774 | Non-Stocked Spare Part Product | NO | SP | _E | _52 | 13 | 40 | SP
3397856 | 3397856 | 98.2258 | 73.6694 | Spare Parts | 0.75 | 0.176 | 639889909472 | SK SEALING FRAME | SK 3386/3387 | 1 | 61.8823 | Non-Stocked Spare Part Product | NO | SP | _E | _52 | 13 | 40 | SP
3397859 | 3397859 | 1324.1127 | 993.0845 | Spare Parts | 0.75 | 2.017 | 639889933606 | SK ELECTRIC LEVEL | LM2CFA350, K-CODE LAA0008539 | 1 | 834.191 | Non-Stocked Spare Part Product | NO | SP | _E | _52 | 13 | 40 | SP
3397867 | 3397867 | 168.1857 | 126.1393 | Spare Parts | 0.75 | 0.119 | 639889889057 | SK DISPLAY CABLE BASIS 500MM 0,22QMM |  | 1 | 105.957 | Non-Stocked Spare Part Product | NO | SP | _E | _52 | 13 | 40 | SP
3397869 | 3397869 | 120.9639 | 90.7229 | Spare Parts | 0.75 | 0.295 | 639889910331 | SK DISPLAY CABLE BASIS 1500MM 0,22QMM |  | 1 | 76.2073 | Non-Stocked Spare Part Product | NO | SP | _E | _52 | 13 | 40 | SP
3397870 | 3397870 | 117.7188 | 88.2891 | Spare Parts | 0.75 | 0.06 | 639889909755 | SK DISPLAY CABLE | COMFORT 500MM | 1 | 74.1628 | Non-Stocked Spare Part Product | NO | SP | _E | _52 | 13 | 40 | SP
3397871 | 3397871 | 132.4896 | 99.3672 | Spare Parts | 0.75 | 0.011 | 639889889095 | SK DISPLAY CABLE | COMFORT 1000MM 0,22QMM | 1 | 83.4684 | Non-Stocked Spare Part Product | NO | SP | _E | _52 | 13 | 40 | SP
3397888 | 3397888 | 4579.1718 | 3434.3789 | Spare Parts | 0.75 | 10.141 | 639889898851 | SK CHANGE KIT POWERBOX | 56x | 1 | 2884.8782 | Non-Stocked Spare Part Product | NO | SP | _E | _52 | 13 | 40 | SP
3397922 | 3397922 | 522.6849 | 392.0137 | Spare Parts | 0.75 | 4.255 | 639889910027 | SK FILTER DRYER DML 035S | KELVIN 915602/ DANFOSS DML | 1 | 329.2915 | Non-Stocked Spare Part Product | NO | SP | _E | _52 | 13 | 40 | SP
3397927 | 3397927 | 322.6077 | 241.9558 | Spare Parts | 0.75 | 0.661 | 639889933613 | SK VALVE |  | 1 | 203.2429 | Non-Stocked Spare Part Product | NO | SP | _E | _52 | 13 | 40 | SP
3397928 | 3397928 | 359.6466 | 269.7349 | Spare Parts | 0.75 | 0.789 | 639889933620 | SK GAUGE | 0-25 BAR 1/4" BKL 1.6 M63B-INOX6 | 1 | 226.5774 | Non-Stocked Spare Part Product | NO | SP | _E | _52 | 13 | 40 | SP
3397946 | 3397946 | 915.9015 | 686.9261 | Spare Parts | 0.75 | 0.622 | 639889910157 | SK LEVEL VIEWER HCX.127-INOX-BP | KELVIN LCB0001218 | 1 | 577.0179 | Non-Stocked Spare Part Product | NO | SP | _E | _52 | 13 | 40 | SP
3397948 | 3397948 | 231.5211 | 173.6408 | Spare Parts | 0.75 | 1.874 | 639889933637 | SK MAGNETIC COIL 24VCC 481865C2 | KELVIN BSD0009866 | 1 | 145.8583 | Non-Stocked Spare Part Product | NO | SP | _E | _52 | 13 | 40 | SP
3397951 | 3397951 | 277.2882 | 207.9662 | Spare Parts | 0.75 | 1.279 | 639889933644 | SK MANOMETER FIMET | MG3B-INOX 63 0-10 G1 | 1 | 174.6916 | Non-Stocked Spare Part Product | NO | SP | _E | _52 | 13 | 40 | SP
3397957 | 3397957 | 402.0567 | 301.5425 | Spare Parts | 0.75 | 0.185 | 639889933651 | SK OIL SUMP HEATER |  | 1 | 253.2957 | Non-Stocked Spare Part Product | NO | SP | _E | _52 | 13 | 40 | SP
3397961 | 3397961 | 682.2543 | 511.6907 | Spare Parts | 0.75 | 0.646 | 639889933668 | SK PHASE RELAY |  | 1 | 429.8202 | Non-Stocked Spare Part Product | NO | SP | _E | _52 | 13 | 40 | SP
3397964 | 3397964 | 2445.9102 | 1834.4327 | Spare Parts | 0.75 | 8.84 | 639889908802 | SK PLATE HEAT EXCHANGER |  | 1 | 1540.9234 | Non-Stocked Spare Part Product | NO | SP | _E | _52 | 13 | 40 | SP
3398017 | 3398017 | 280.6452 | 210.4839 | Spare Parts | 0.75 | 1.146 | 639889933675 | SK VALVE BOBINAXEL 24V 50-60HZ | KELVIN BSD0009864 | 1 | 176.8065 | Non-Stocked Spare Part Product | NO | SP | _E | _52 | 13 | 40 | SP
3398020 | 3398020 | 773.1171 | 579.8378 | Spare Parts | 0.75 | 0.529 | 639889909281 | SK CONTROLLER |  | 1 | 487.0638 | Non-Stocked Spare Part Product | NO | SP | _E | _52 | 13 | 40 | SP
3398021 | 3398021 | 633.5778 | 475.1834 | Spare Parts | 0.75 | 2.072 | 639889933682 | SK VALVE PM732BCN 3-4IN. | KELVIN BAE0009860 | 1 | 399.154 | Non-Stocked Spare Part Product | NO | SP | _E | _52 | 13 | 40 | SP
3398022 | 3398022 | 557.8215 | 418.3661 | Spare Parts | 0.75 | 2.112 | 639889908734 | SK VALVE PM732BDN 1IN. | KELVIN BAE0009863 | 1 | 351.4275 | Non-Stocked Spare Part Product | NO | SP | _E | _52 | 13 | 40 | SP
3398029 | 3398029 | 1287.8571 | 965.8928 | Spare Parts | 0.75 | 13.139 | 639889933699 | SK AXIAL FAN |  | 1 | 811.35 | Non-Stocked Spare Part Product | NO | SP | _E | _52 | 13 | 40 | SP
3398036 | 3398036 | 1237.3902 | 928.0427 | Spare Parts | 0.75 | 3.834 | 639889933705 | SK FAN RB2C-220-063 K227 | KELVIN VBH0001558 | 1 | 779.5558 | Non-Stocked Spare Part Product | NO | SP | _E | _52 | 13 | 40 | SP
3398038 | 3398038 | 2856.4713 | 2142.3535 | Spare Parts | 0.75 | 83.774 | 639889933712 | SK COMPRESSOR | DA HRH044U4LP6 | 1 | 1799.5769 | Non-Stocked Spare Part Product | NO | SP | _E | _52 | 13 | 40 | SP
3398039 | 3398039 | 2357.2854 | 1767.964 | Spare Parts | 0.75 | 22.046 | 639889910249 | SK FAN R4D400AD1206 | KELVIN 312086 | 1 | 1485.0898 | Non-Stocked Spare Part Product | NO | SP | _E | _52 | 13 | 40 | SP
3398041 | 3398041 | 588.2583 | 441.1937 | Spare Parts | 0.75 | 1.764 | 639889933729 | SK EXPANSION VALVE |  | 1 | 370.6027 | Non-Stocked Spare Part Product | NO | SP | _E | _52 | 13 | 40 | SP
3398052 | 3398052 | 878.9745 | 659.2309 | Spare Parts | 0.75 | 22.046 | 639889933736 | SK Compressor EM NEK6170Z-N- | KELVIN CAG0009416 | 1 | 553.7539 | Non-Stocked Spare Part Product | NO | SP | _E | _52 | 13 | 40 | SP
3398058 | 3398058 | 2331.7722 | 1748.8292 | Spare Parts | 0.75 | 90.939 | 639889933743 | SK COMPERSSER |  | 1 | 1469.0165 | Non-Stocked Spare Part Product | NO | SP | _E | _52 | 13 | 40 | SP
3398066 | 3398066 | 4342.9509 | 3257.2132 | Spare Parts | 0.75 | 22.046 | 639889911222 | SK PUMP SP QY-2052 0009 | KELVIN PPO0009633 | 1 | 2736.0591 | Non-Stocked Spare Part Product | NO | SP | _E | _52 | 13 | 40 | SP
3398068 | 3398068 | 270.6861 | 203.0146 | Spare Parts | 0.75 | 0.586 | 639889908147 | SK THERMOSTAT 0-40 | KELVIN 901687 | 1 | 170.5322 | Non-Stocked Spare Part Product | NO | SP | _E | _52 | 13 | 40 | SP
3398069 | 3398069 | 270.6861 | 203.0146 | Spare Parts | 0.75 | 2.205 | 639889933750 | SK THERMOSTAT | KELVIN 902232 | 1 | 170.5322 | Non-Stocked Spare Part Product | NO | SP | _E | _52 | 13 | 40 | SP
3398071 | 3398071 | 603.2529 | 452.4397 | Spare Parts | 0.75 | 0.703 | 639889908635 | SK THERMOSTAT IR33W7LR20 | KELVIN 916924 | 1 | 380.0493 | Non-Stocked Spare Part Product | NO | SP | _E | _52 | 13 | 40 | SP
3398079 | 3398079 | 583.6704 | 437.7528 | Spare Parts | 0.75 | 4.255 | 639889910522 | SK RADIAL FAN |  | 1 | 367.7124 | Non-Stocked Spare Part Product | NO | SP | _E | _52 | 13 | 40 | SP
3398081 | 3398081 | 577.6278 | 433.2209 | Spare Parts | 0.75 | 3.792 | 639889931367 | SK RADIAL FAN |  | 1 | 363.9055 | Catalog Non-Stocked Product | NO | LN | _E | _52 | 13 | 40 | SP
3398082 | 3398082 | 784.9785 | 588.7339 | Spare Parts | 0.75 | 4.204 | 639889933767 | SK RADIAL FAN |  | 1 | 494.5365 | Non-Stocked Spare Part Product | NO | SP | _E | _52 | 13 | 40 | SP
3398083 | 3398083 | 884.9052 | 663.6789 | Spare Parts | 0.75 | 7.385 | 639889909199 | SK FAN R2E250-AQ05-12 | KELVIN VBA0001508 | 1 | 557.4903 | Non-Stocked Spare Part Product | NO | SP | _E | _52 | 13 | 40 | SP
3398085 | 3398085 | 1545.6747 | 1159.256 | Spare Parts | 0.75 | 16.182 | 639889911406 | SK PUMP |  | 1 | 973.7751 | Non-Stocked Spare Part Product | NO | SP | _E | _52 | 13 | 40 | SP
3398087 | 3398087 | 4538.9997 | 3404.2498 | Spare Parts | 0.75 | 8.951 | 639889910980 | SK SPEED CONTROLLER |  | 1 | 2859.5698 | Non-Stocked Spare Part Product | NO | SP | _E | _52 | 13 | 40 | SP
3398089 | 3398089 | 4440.9753 | 3330.7315 | Spare Parts | 0.75 | 94.797 | 639889933774 | SK PUMP GR CM10-3A-R-A-V AQQVJAAN | KELVIN 911434 | 1 | 2797.8144 | Non-Stocked Spare Part Product | NO | SP | _E | _52 | 13 | 40 | SP
3398090 | 3398090 | 3077.9214 | 2308.441 | Spare Parts | 0.75 | 36.376 | 639889908758 | SK PUMP | KELVIN 916723 | 1 | 1939.0905 | Non-Stocked Spare Part Product | NO | SP | _E | _52 | 13 | 40 | SP
3398092 | 3398092 | 1740.1569 | 1305.1177 | Spare Parts | 0.75 | 54.012 | 639889878457 | SK PUMP |  | 1 | 1096.2988 | Non-Stocked Spare Part Product | NO | SP | _E | _52 | 13 | 40 | SP
3398094 | 3398094 | 1256.7489 | 942.5617 | Spare Parts | 0.75 | 1.248 | 639889933781 | SK PCO Display | KELVIN TEC0007624 325452 | 1 | 791.7518 | Non-Stocked Spare Part Product | NO | SP | _E | _52 | 13 | 40 | SP
3398096 | 3398096 | 2054.1483 | 1540.6112 | Spare Parts | 0.75 | 34.303 | 639889910201 | SK PUMP |  | 1 | 1294.1134 | Non-Stocked Spare Part Product | NO | SP | _E | _52 | 13 | 40 | SP
3398098 | 3398098 | 280.5333 | 210.4 | Spare Parts | 0.75 | 0.97 | 639889909007 | SK PRESSURE SWITCH LP FISS | KELVIN 916190 | 1 | 176.736 | Non-Stocked Spare Part Product | NO | SP | _E | _52 | 13 | 40 | SP
3398099 | 3398099 | 381.579 | 286.1843 | Spare Parts | 0.75 | 0.604 | 639889909809 | SK DISPLAY MGE | KELVIN TEC0007286 | 1 | 240.3948 | Non-Stocked Spare Part Product | NO | SP | _E | _52 | 13 | 40 | SP
3398100 | 3398100 | 5712.8307 | 4284.623 | Spare Parts | 0.75 | 105.82 | 639889933798 | SK COMPRESSOR | KELVIN 916127 | 1 | 3599.0833 | Non-Stocked Spare Part Product | NO | SP | _E | _52 | 13 | 40 | SP
3398102 | 3398102 | 1602.0723 | 1201.5542 | Spare Parts | 0.75 | 39.683 | 639889933804 | SK FAN A4D500-AM09-08 | KELVIN 916117 | 1 | 1009.3055 | Non-Stocked Spare Part Product | NO | SP | _E | _52 | 13 | 40 | SP
3398108 | 3398108 | 627.759 | 470.8193 | Spare Parts | 0.75 | 2.205 | 639889931374 | SK FLOAT ACTUATED SWITCH |  | 1 | 395.4882 | Catalog Non-Stocked Product | NO | LN | _E | _52 | 13 | 40 | SP
3398115 | 3398115 | 598.2174 | 448.663 | Spare Parts | 0.75 | 1.369 | 639889933811 | SK GRILLE |  | 1 | 376.877 | Non-Stocked Spare Part Product | NO | SP | _E | _52 | 13 | 40 | SP
3398117 | 3398117 | 542.8269 | 407.1202 | Spare Parts | 0.75 | 1.764 | 639889933828 | SK EXPANSION VALVE |  | 1 | 341.9809 | Non-Stocked Spare Part Product | NO | SP | _E | _52 | 13 | 40 | SP
3398118 | 3398118 | 588.2583 | 441.1937 | Spare Parts | 0.75 | 1.764 | 639889933835 | SK EXPANSION VALVE |  | 1 | 370.6027 | Non-Stocked Spare Part Product | NO | SP | _E | _52 | 13 | 40 | SP
3398119 | 3398119 | 463.4898 | 347.6173 | Spare Parts | 0.75 | 1.437 | 639889933842 | SK EXPANSION VALVE |  | 1 | 291.9986 | Non-Stocked Spare Part Product | NO | SP | _E | _52 | 13 | 40 | SP
3398120 | 3398120 | 500.8644 | 375.6483 | Spare Parts | 0.75 | 1.764 | 639889933859 | SK E-VALVE TUBE ORIF 8 | KELVIN 916197 | 1 | 315.5446 | Non-Stocked Spare Part Product | NO | SP | _E | _52 | 13 | 40 | SP
3398121 | 3398121 | 500.8644 | 375.6483 | Spare Parts | 0.75 | 0.75 | 639889933866 | SK E-VALVE ORIF 9 | KELVIN 916198 | 1 | 315.5446 | Non-Stocked Spare Part Product | NO | SP | _E | _52 | 13 | 40 | SP
3398122 | 3398122 | 262.1817 | 196.6363 | Spare Parts | 0.75 | 1.301 | 639889933873 | SK FILTER DRYER | KELVIN 916264 | 1 | 165.1745 | Non-Stocked Spare Part Product | NO | SP | _E | _52 | 13 | 40 | SP
3398123 | 3398123 | 274.0431 | 205.5323 | Spare Parts | 0.75 | 0.463 | 639889908260 | SK PRESSURE SWITCH | KELVIN 916189 | 1 | 172.6472 | Non-Stocked Spare Part Product | NO | SP | _E | _52 | 13 | 40 | SP
3398124 | 3398124 | 4769.7375 | 3577.3031 | Spare Parts | 0.75 | 93.695 | 639889933880 | SK COMPRESSOR | KELVIN 916130 | 1 | 3004.9346 | Non-Stocked Spare Part Product | NO | SP | _E | _52 | 13 | 40 | SP
3398125 | 3398125 | 2598.7656 | 1949.0742 | Spare Parts | 0.75 | 73.302 | 639889911499 | SK COMPRESSOR | DA HRH031U4LP6 | 1 | 1637.2223 | Non-Stocked Spare Part Product | NO | SP | _E | _52 | 13 | 40 | SP
3398126 | 3398126 | 3693.7071 | 2770.2803 | Spare Parts | 0.75 | 92.593 | 639889933897 | SK COMPRESSOR | DA HRH056U4LP6 | 1 | 2327.0355 | Non-Stocked Spare Part Product | NO | SP | _E | _52 | 13 | 40 | SP
3398127 | 3398127 | 500.8644 | 375.6483 | Spare Parts | 0.75 | 0.926 | 639889933903 | SK VALVE | CA 1068/M10 | 1 | 315.5446 | Non-Stocked Spare Part Product | NO | SP | _E | _52 | 13 | 40 | SP
3398128 | 3398128 | 541.1484 | 405.8613 | Spare Parts | 0.75 | 1.53 | 639889933910 | SK VALVE | CASTEL 1078/M12 | 1 | 340.9235 | Non-Stocked Spare Part Product | NO | SP | _E | _52 | 13 | 40 | SP
3398129 | 3398129 | 3033.609 | 2275.2067 | Spare Parts | 0.75 | 61.949 | 639889933927 | SK PUMP GR CM3-6 | A-R-I-V AQQV JAAN | 1 | 1911.1737 | Non-Stocked Spare Part Product | NO | SP | _E | _52 | 13 | 40 | SP
3398130 | 3398130 | 351.2541 | 263.4406 | Spare Parts | 0.75 | 1.102 | 639889933934 | SK COIL | KELVIN 916186 | 1 | 221.2901 | Non-Stocked Spare Part Product | NO | SP | _E | _52 | 13 | 40 | SP
3398133 | 3398133 | 1514.7903 | 1136.0927 | Spare Parts | 0.75 | 27.557 | 639889908376 | SK FAN | A4D450-A014-10 | 1 | 954.3179 | Non-Stocked Spare Part Product | NO | SP | _E | _52 | 13 | 40 | SP
3398136 | 3398136 | 2750.502 | 2062.8765 | Spare Parts | 0.75 | 63.492 | 639889933941 | SK PUMP LO CEA2106-5-C-V | KELVIN 911465 | 1 | 1732.8163 | Non-Stocked Spare Part Product | NO | SP | _E | _52 | 13 | 40 | SP
3398137 | 3398137 | 2708.8752 | 2031.6564 | Spare Parts | 0.75 | 16.005 | 639889933958 | SK PUMP |  | 1 | 1706.5914 | Catalog Non-Stocked Product | NO | LN | _E | _52 | 13 | 40 | SP
3398140 | 3398140 | 1924.0086 | 1443.0065 | Spare Parts | 0.75 | 0 | 639889933965 | SK MOTOR FOR PUMP | KELVIN MFA0002014 | 1 | 1212.1254 | Non-Stocked Spare Part Product | NO | SP | _E | _52 | 13 | 40 | SP
3398150 | 3398150 | 1109.1528 | 831.8646 | Spare Parts | 0.75 | 33.069 | 639889910393 | SK COMPRESSOR | KELVIN CAG0009419 | 1 | 698.7663 | Non-Stocked Spare Part Product | NO | SP | _E | _52 | 13 | 40 | SP
3398152 | 3398152 | 131.4825 | 98.6119 | Spare Parts | 0.75 | 0.004 | 639889910553 | SK ATTACHMENT CLIP (10 PIECES) | FOR LOUVERED GRILLE | 10 | 82.834 | Non-Stocked Spare Part Product | NO | SP | _E | _52 | 13 | 40 | SP
3398153 | 3398153 | 156.3243 | 117.2432 | Spare Parts | 0.75 | 0.004 | 639889908536 | SK ATTACHMENT ACCOMODATION (10 PIECES) | "FOR LOUVERED GRILLE ""NKG""" | 10 | 98.4843 | Non-Stocked Spare Part Product | NO | SP | _E | _52 | 13 | 40 | SP
3398154 | 3398154 | 579.7539 | 434.8154 | Spare Parts | 0.75 | 1.146 | 639889933972 | SK VALVE VBJ503 | KELVIN 917293 | 1 | 365.245 | Non-Stocked Spare Part Product | NO | SP | _E | _52 | 13 | 40 | SP
3398155 | 3398155 | 657.0768 | 492.8076 | Spare Parts | 0.75 | 2.205 | 639889933989 | SK VALVE |  | 1 | 413.9584 | Non-Stocked Spare Part Product | NO | SP | _E | _52 | 13 | 40 | SP
3398157 | 3398157 | 1058.574 | 793.9305 | Spare Parts | 0.75 | 6.349 | 639889911147 | SK FAN RB2C-225-088 K093 | KELVIN VBH 0001557 | 1 | 666.9016 | Non-Stocked Spare Part Product | NO | SP | _E | _52 | 13 | 40 | SP
3398158 | 3398158 | 850.3281 | 637.7461 | Spare Parts | 0.75 | 11.023 | 639889909618 | SK COVER | SK 3328/3329 | 1 | 535.7067 | Non-Stocked Spare Part Product | NO | SP | _E | _52 | 13 | 40 | SP
3398159 | 3398159 | 1021.7589 | 766.3192 | Spare Parts | 0.75 | 8.818 | 639889910324 | SK EVAPORATOR COIL |  | 1 | 643.7081 | Non-Stocked Spare Part Product | NO | SP | _E | _52 | 13 | 40 | SP
3398165 | 3398165 | 538.5747 | 403.931 | Spare Parts | 0.75 | 4.568 | 639889933996 | SK RADIAL FAN |  | 1 | 339.3021 | Non-Stocked Spare Part Product | NO | SP | _E | _52 | 13 | 40 | SP
3398169 | 3398169 | 1020.0804 | 765.0603 | Spare Parts | 0.75 | 7.143 | 639889909731 | SK RADIAL FAN |  | 1 | 642.6507 | Non-Stocked Spare Part Product | NO | SP | _E | _52 | 13 | 40 | SP
3398170 | 3398170 | 780.2787 | 585.209 | Spare Parts | 0.75 | 6.614 | 639889934009 | SK FAN R2E250-RA50 + CAPACITOR 6,3MF | Kelvin 921280 + JCZ0004147 | 1 | 491.5756 | Non-Stocked Spare Part Product | NO | SP | _E | _52 | 13 | 40 | SP
3398174 | 3398174 | 307.2774 | 230.4581 | Spare Parts | 0.75 | 0.562 | 639889878471 | SK DISPLAY | PJRIWOTT3K | 1 | 193.5848 | Non-Stocked Spare Part Product | NO | SP | _E | _52 | 13 | 40 | SP
3398180 | 3398180 | 287.4711 | 215.6033 | Spare Parts | 0.75 | 0.529 | 639889934016 | Non return valve NRV12 | Kelvin 919833 | 1 | 181.1068 | Non-Stocked Spare Part Product | NO | SP | _E | _52 | 13 | 40 | SP
3398181 | 3398181 | 522.6849 | 392.0137 | Spare Parts | 0.75 | 1.102 | 639889934023 | Expansion Valve E2V24USF10 | Kelvin 918099 | 1 | 329.2915 | Non-Stocked Spare Part Product | NO | SP | _E | _52 | 13 | 40 | SP
3398182 | 3398182 | 3366.2877 | 2524.7158 | Spare Parts | 0.75 | 69.444 | 639889934030 | SK EVAPORATOR COIL |  | 1 | 2120.7613 | Non-Stocked Spare Part Product | NO | SP | _E | _52 | 13 | 40 | SP
3398183 | 3398183 | 2428.4538 | 1821.3403 | Spare Parts | 0.75 | 10.47 | 639889934047 | Fan R3G250-RO40-A1 | Kelvin 919746 | 1 | 1529.9259 | Non-Stocked Spare Part Product | NO | SP | _E | _52 | 13 | 40 | SP
3398184 | 3398184 | 230.4021 | 172.8016 | Spare Parts | 0.75 | 0.381 | 639889934054 | Temperature Sensor NTC060HT00 | Kelvin 918014 | 1 | 145.1533 | Non-Stocked Spare Part Product | NO | SP | _E | _52 | 13 | 40 | SP
3398185 | 3398185 | 226.8213 | 170.116 | Spare Parts | 0.75 | 0.397 | 639889934061 | Temperature Sensor NTC060HF01 | Kelvin 902230 | 1 | 142.8974 | Non-Stocked Spare Part Product | NO | SP | _E | _52 | 13 | 40 | SP
3398186 | 3398186 | 416.9394 | 312.7046 | Spare Parts | 0.75 | 0.397 | 639889934078 | Pressure Transducer SPKT0043R0 | Kelvin 918015 | 1 | 262.6718 | Non-Stocked Spare Part Product | NO | SP | _E | _52 | 13 | 40 | SP
3398187 | 3398187 | 2455.3098 | 1841.4823 | Spare Parts | 0.75 | 20.326 | 639889934085 | Compressor SNB172FEKMT | Kelvin 918086 | 1 | 1546.8452 | Non-Stocked Spare Part Product | NO | SP | _E | _52 | 13 | 40 | SP
3398188 | 3398188 | 416.9394 | 312.7046 | Spare Parts | 0.75 | 0.408 | 639889934092 | Pressure Transducer SPKT00 | Kelvin 918016 | 1 | 262.6718 | Non-Stocked Spare Part Product | NO | SP | _E | _52 | 13 | 40 | SP
3398189 | 3398189 | 1556.3052 | 1167.2289 | Spare Parts | 0.75 | 2.493 | 639889934108 | Control Unit CAREL UPCB001DM0 | Kelvin 918038 | 1 | 980.4723 | Non-Stocked Spare Part Product | NO | SP | _E | _52 | 13 | 40 | SP
3398191 | 3398191 | 3744.6216 | 2808.4662 | Spare Parts | 0.75 | 9.696 | 639889934115 | SK SPEED CONTROL |  | 1 | 2359.1116 | Non-Stocked Spare Part Product | NO | SP | _E | _52 | 13 | 40 | SP
3398192 | 3398192 | 391.5381 | 293.6536 | Spare Parts | 0.75 | 4.409 | 639889934122 | SK MAINTENANCE SWITCH |  | 1 | 246.669 | Non-Stocked Spare Part Product | NO | SP | _E | _52 | 13 | 40 | SP
3398193 | 3398193 | 1446.3075 | 1084.7306 | Spare Parts | 0.75 | 11.023 | 639889934139 | SK AXIAL FAN |  | 1 | 911.1737 | Non-Stocked Spare Part Product | NO | SP | _E | _52 | 13 | 40 | SP
3398194 | 3398194 | 1238.5092 | 928.8819 | Spare Parts | 0.75 | 0.661 | 639889934146 | SK SPEED CONTROL |  | 1 | 780.2608 | Non-Stocked Spare Part Product | NO | SP | _E | _52 | 13 | 40 | SP
3398195 | 3398195 | 1267.3794 | 950.5345 | Spare Parts | 0.75 | 1.014 | 639889908994 | CMC3 PROCESSING UNIT |  | 1 | 798.449 | Non-Stocked Spare Part Product | NO | SP | _E | _52 | 13 | 40 | SP
3398196 | 3398196 | 622.8354 | 467.1266 | Spare Parts | 0.75 | 0.518 | 639889911673 | LCP WATER CONTROLLER |  | 1 | 392.3863 | Non-Stocked Spare Part Product | NO | SP | _E | _52 | 13 | 40 | SP
3398197 | 3398197 | 776.3622 | 582.2716 | Spare Parts | 0.75 | 0.441 | 639889910454 | LCP FAN CONTROLLER |  | 1 | 489.1082 | Non-Stocked Spare Part Product | NO | SP | _E | _52 | 13 | 40 | SP
3398199 | 3398199 | 532.644 | 399.483 | Spare Parts | 0.75 | 1.426 | 639889909700 | SK ESB BOARD RLCP |  | 1 | 335.5657 | Non-Stocked Spare Part Product | NO | SP | _E | _52 | 13 | 40 | SP
3398202 | 3398202 | 452.8593 | 339.6445 | Spare Parts | 0.75 | 3.657 | 639889910300 | SK FAN R2D190-AC22-2 |  | 1 | 285.3014 | Non-Stocked Spare Part Product | NO | SP | _E | _52 | 13 | 40 | SP
3398203 | 3398203 | 589.9368 | 442.4526 | Spare Parts | 0.75 | 11.023 | 639889909113 | SK COVER SK 3304-05 RTT |  | 1 | 371.6602 | Non-Stocked Spare Part Product | NO | SP | _E | _52 | 13 | 40 | SP
3398205 | 3398205 | 1573.8735 | 1180.4051 | Spare Parts | 0.75 | 25.353 | 639889911253 | Condenser 2522C0 12 4 21 523 3 A10R | Kelvin DISA12168CH-VN | 1 | 991.5403 | Non-Stocked Spare Part Product | NO | SP | _E | _52 | 13 | 40 | SP
3398207 | 3398207 | 2009.8359 | 1507.3769 | Spare Parts | 0.75 | 8.289 | 639889934153 | SK PLATE HEAT EXCHANGER |  | 1 | 1266.1966 | Non-Stocked Spare Part Product | NO | SP | _E | _52 | 13 | 40 | SP
3398208 | 3398208 | 350.8065 | 263.1049 | Spare Parts | 0.75 | 3.15 | 639889934160 | SK RADIAL FAN; R2E190-A026-36 | Kelvin VBA0001492 | 1 | 221.0081 | Non-Stocked Spare Part Product | NO | SP | _E | _52 | 13 | 40 | SP
3398213 | 3398213 | 2604.2487 | 1953.1865 | Spare Parts | 0.75 | 33.069 | 639889934177 | SK PUMP |  | 1 | 1640.6767 | Non-Stocked Spare Part Product | NO | SP | _E | _52 | 13 | 40 | SP
3398214 | 3398214 | 1592.5608 | 1194.4206 | Spare Parts | 0.75 | 29.277 | 639889909434 | SK PUMP | 3HM03P07TBRQQVZ ELP 23/40 | 1 | 1003.3133 | Non-Stocked Spare Part Product | NO | SP | _E | _52 | 13 | 40 | SP
3398215 | 3398215 | 3825.6372 | 2869.2279 | Spare Parts | 0.75 | 7.588 | 639889931398 | SK CONTROLLER |  | 1 | 2410.1514 | Catalog Non-Stocked Product | NO | LN | _E | _52 | 13 | 40 | SP
3398216 | 3398216 | 284.1141 | 213.0856 | Spare Parts | 0.75 | 1.94 | 639889880580 | SK PUMP KIT MINICHILLER | Kelvin 925391 | 1 | 178.9919 | Non-Stocked Spare Part Product | NO | SP | _E | _52 | 13 | 40 | SP
3398217 | 3398217 | 1352.7591 | 1014.5693 | Spare Parts | 0.75 | 8.818 | 639889934184 | SK EVAPORATOR COIL |  | 1 | 852.2382 | Non-Stocked Spare Part Product | NO | SP | _E | _52 | 13 | 40 | SP
3398223 | 3398223 | 586.2441 | 439.6831 | Spare Parts | 0.75 | 1.94 | 639889911628 | SK CONTROLLER |  | 1 | 369.3338 | Non-Stocked Spare Part Product | NO | SP | _E | _52 | 13 | 40 | SP
3398231 | 3398231 | 363.1155 | 272.3366 | Spare Parts | 0.75 | 0.095 | 639889910065 | SK TEMPERATURE SENSOR |  | 1 | 228.7628 | Non-Stocked Spare Part Product | NO | SP | _E | _52 | 13 | 40 | SP
3398236 | 3398236 | 3669.5367 | 2752.1525 | Spare Parts | 0.75 | 6.658 | 639889934207 | SK CONTROLLER |  | 1 | 2311.8081 | Non-Stocked Spare Part Product | NO | SP | _E | _52 | 13 | 40 | SP
3398268 | 3398268 | 354.723 | 266.0423 | Spare Parts | 0.75 | 1.102 | 639889934214 | SK TEMPERATURE SENSOR |  | 1 | 223.4755 | Non-Stocked Spare Part Product | NO | SP | _E | _52 | 13 | 40 | SP
3398269 | 3398269 | 584.7894 | 438.592 | Spare Parts | 0.75 | 1.102 | 639889934221 | SK TEMPERATURE SENSOR |  | 1 | 368.4173 | Non-Stocked Spare Part Product | NO | SP | _E | _52 | 13 | 40 | SP
3398277 | 3398277 | 512.7258 | 384.5443 | Spare Parts | 0.75 | 0.75 | 639889934238 | SK CONTROLLER |  | 1 | 323.0173 | Non-Stocked Spare Part Product | NO | SP | _E | _52 | 13 | 40 | SP
3398283 | 3398283 | 1608.6744 | 1206.5058 | Spare Parts | 0.75 | 2.588 | 639889934245 | SK CONTROLLER |  | 1 | 1013.4649 | Non-Stocked Spare Part Product | NO | SP | _E | _52 | 13 | 40 | SP
3398286 | 3398286 | 547.9743 | 410.9807 | Spare Parts | 0.75 | 6.481 | 639889911352 | SK RADIAL FAN |  | 1 | 345.2238 | Non-Stocked Spare Part Product | NO | SP | _E | _52 | 13 | 40 | SP
3398293 | 3398293 | 724.2168 | 543.1626 | Spare Parts | 0.75 | 6.57 | 639889908789 | SK RADIAL FAN R2D225-RA26-15 | Kelvin CAA0001091 | 1 | 456.2566 | Non-Stocked Spare Part Product | NO | SP | _E | _52 | 13 | 40 | SP
3398294 | 3398294 | 724.2168 | 543.1626 | Spare Parts | 0.75 | 5.952 | 639889930308 | SK RADIAL FAN R2D225-RA31-19 | Kelvin CAE0001093 | 1 | 456.2566 | Non-Stocked Spare Part Product | NO | SP | _E | _52 | 13 | 40 | SP
3398305 | 3398305 | 133.0491 | 99.7868 | Spare Parts | 0.75 | 1.645 | 639889878488 | SK FAN TRIM |  | 1 | 83.8209 | Non-Stocked Spare Part Product | NO | SP | _E | _52 | 13 | 40 | SP
3398306 | 3398306 | 181.6137 | 136.2103 | Spare Parts | 0.75 | 3.042 | 639889911307 | SK FAN TRIM PANEL |  | 1 | 114.4166 | Non-Stocked Spare Part Product | NO | SP | _E | _52 | 13 | 40 | SP
3398316 | 3398316 | 136.9656 | 102.7242 | Spare Parts | 0.75 | 1.658 | 639889878495 | SK FAN TRIM PANEL |  | 1 | 86.2883 | Non-Stocked Spare Part Product | NO | SP | _E | _52 | 13 | 40 | SP
3398318 | 3398318 | 395.007 | 296.2552 | Spare Parts | 0.75 | 0.75 | 639889934269 | SK SECVALV 3060-23C450 |  | 1 | 248.8544 | Non-Stocked Spare Part Product | NO | SP | _E | _52 | 13 | 40 | SP
3398319 | 3398319 | 289.1496 | 216.8622 | Spare Parts | 0.75 | 0.331 | 639889934276 | SK THERMOSTAT 120DEGREE C COD.RS 331-534 |  | 1 | 182.1642 | Non-Stocked Spare Part Product | NO | SP | _E | _52 | 13 | 40 | SP
3398322 | 3398322 | 1359.585 | 1019.6888 | Spare Parts | 0.75 | 1.455 | 639889934290 | SK POWER SUPPLY UNIT 95W 240VAC 24VDC |  | 1 | 856.5385 | Non-Stocked Spare Part Product | NO | SP | _E | _52 | 13 | 40 | SP
3398323 | 3398323 | 364.6821 | 273.5116 | Spare Parts | 0.75 | 1.036 | 639889934306 | SK GAS VALVE 12mm |  | 1 | 229.7497 | Non-Stocked Spare Part Product | NO | SP | _E | _52 | 13 | 40 | SP
3398324 | 3398324 | 332.6787 | 249.509 | Spare Parts | 0.75 | 1.102 | 639889934313 | SK PRESSURE SWITCH FISS 42 |  | 1 | 209.5876 | Non-Stocked Spare Part Product | NO | SP | _E | _52 | 13 | 40 | SP
3398325 | 3398325 | 5519.6913 | 4139.7685 | Spare Parts | 0.75 | 12.302 | 639889934320 | SK Speed Controller PSD1016200 |  | 1 | 3477.4055 | Non-Stocked Spare Part Product | NO | SP | _E | _52 | 13 | 40 | SP
3398332 | 3398332 | 1084.7586 | 813.5689 | Spare Parts | 0.75 | 14.33 | 639889934337 | SK COMPRESSOR |  | 1 | 683.3979 | Non-Stocked Spare Part Product | NO | SP | _E | _52 | 13 | 40 | SP
3398333 | 3398333 | 891.3954 | 668.5466 | Spare Parts | 0.75 | 5.159 | 639889911567 | SK RADIAL FAN |  | 1 | 561.5791 | Non-Stocked Spare Part Product | NO | SP | _E | _52 | 13 | 40 | SP
3398334 | 3398334 | 275.7216 | 206.7912 | Spare Parts | 0.75 | 0.132 | 639889934344 | SK EXPANSION VALVE |  | 1 | 173.7046 | Non-Stocked Spare Part Product | NO | SP | _E | _52 | 13 | 40 | SP
3398335 | 3398335 | 282.3237 | 211.7428 | Spare Parts | 0.75 | 1.151 | 639889911468 | SK FILTER DRYER |  | 1 | 177.8639 | Non-Stocked Spare Part Product | NO | SP | _E | _52 | 13 | 40 | SP
3398336 | 3398336 | 260.5032 | 195.3774 | Spare Parts | 0.75 | 0.419 | 639889934351 | SK PRESSOSTAT |  | 1 | 164.117 | Non-Stocked Spare Part Product | NO | SP | _E | _52 | 13 | 40 | SP
3398337 | 3398337 | 1107.4743 | 830.6057 | Spare Parts | 0.75 | 1.12 | 639889910560 | SK DISPLAY |  | 1 | 697.7088 | Non-Stocked Spare Part Product | NO | SP | _E | _52 | 13 | 40 | SP
3398338 | 3398338 | 421.863 | 316.3972 | Spare Parts | 0.75 | 0.45 | 639889934368 | SK DISPLAY CABLE |  | 1 | 265.7737 | Non-Stocked Spare Part Product | NO | SP | _E | _52 | 13 | 40 | SP
3398339 | 3398339 | 357.9681 | 268.4761 | Spare Parts | 0.75 | 0.536 | 639889911505 | SK TEMPERATURE SENSOR |  | 1 | 225.5199 | Non-Stocked Spare Part Product | NO | SP | _E | _52 | 13 | 40 | SP
3398340 | 3398340 | 1129.4067 | 847.055 | Spare Parts | 0.75 | 11.398 | 639889934375 | SK EVAPORATOR | 2 KW | 1 | 711.5262 | Non-Stocked Spare Part Product | NO | SP | _E | _52 | 13 | 40 | SP
3398341 | 3398341 | 1224.9693 | 918.727 | Spare Parts | 0.75 | 11.949 | 639889934382 | SK CONDENSER | 2 KW | 1 | 771.7307 | Non-Stocked Spare Part Product | NO | SP | _E | _52 | 13 | 40 | SP
3398342 | 3398342 | 2971.8402 | 2228.8801 | Spare Parts | 0.75 | 8.069 | 639889909861 | SK INVERTOR F/ BLUE e plus;3186/3187930 |  | 1 | 1872.2593 | Non-Stocked Spare Part Product | NO | SP | _E | _52 | 13 | 40 | SP
3398343 | 3398343 | 258.9366 | 194.2024 | Spare Parts | 0.75 | 0.602 | 639889934399 | SK COIL | FOR MAGNETIC VALVE | 1 | 163.1301 | Non-Stocked Spare Part Product | NO | SP | _E | _52 | 13 | 40 | SP
3398345 | 3398345 | 458.9019 | 344.1764 | Spare Parts | 0.75 | 1.812 | 639889910379 | SK ACCESSORY BAG |  | 1 | 289.1082 | Non-Stocked Spare Part Product | NO | SP | _E | _52 | 13 | 40 | SP
3398346 | 3398346 | 475.575 | 356.6812 | Spare Parts | 0.75 | 3.263 | 639889910928 | SK GRILLE |  | 1 | 299.6123 | Non-Stocked Spare Part Product | NO | SP | _E | _52 | 13 | 40 | SP
3398347 | 3398347 | 367.7034 | 275.7776 | Spare Parts | 0.75 | 4.277 | 639889910270 | SK GRILLE |  | 1 | 231.6531 | Non-Stocked Spare Part Product | NO | SP | _E | _52 | 13 | 40 | SP
3398348 | 3398348 | 398.364 | 298.773 | Spare Parts | 0.75 | 0.811 | 639889909717 | SK BELT |  | 1 | 250.9693 | Non-Stocked Spare Part Product | NO | SP | _E | _52 | 13 | 40 | SP
3398349 | 3398349 | 1147.6464 | 860.7348 | Spare Parts | 0.75 | 39.683 | 639889934405 | SK COVER |  | 1 | 723.0172 | Non-Stocked Spare Part Product | NO | SP | _E | _52 | 13 | 40 | SP
3398350 | 3398350 | 348.3447 | 261.2585 | Spare Parts | 0.75 | 1.263 | 639889908178 | SK CONDENSATE EVAPORATOR |  | 1 | 219.4572 | Non-Stocked Spare Part Product | NO | SP | _E | _52 | 13 | 40 | SP
3398354 | 3398354 | 598.2174 | 448.663 | Spare Parts | 0.75 | 0.705 | 639889908741 | SK CONTROLLER |  | 1 | 376.877 | Non-Stocked Spare Part Product | NO | SP | _E | _52 | 13 | 40 | SP
3398355 | 3398355 | 1481.2203 | 1110.9152 | Spare Parts | 0.75 | 5.688 | 639889908772 | SK RADIAL FAN |  | 1 | 933.1688 | Non-Stocked Spare Part Product | NO | SP | _E | _52 | 13 | 40 | SP
3398357 | 3398357 | 487.3245 | 365.4934 | Spare Parts | 0.75 | 6.629 | 639889934412 | SK AXIAL FAN |  | 1 | 307.0144 | Non-Stocked Spare Part Product | NO | SP | _E | _52 | 13 | 40 | SP
3398358 | 3398358 | 643.7607 | 482.8205 | Spare Parts | 0.75 | 1.775 | 639889934429 | SK CONTROLLER |  | 1 | 405.5692 | Non-Stocked Spare Part Product | NO | SP | _E | _52 | 13 | 40 | SP
3398359 | 3398359 | 897.438 | 673.0785 | Spare Parts | 0.75 | 0 | 639889934436 | SK VALVE |  | 1 | 565.3859 | Non-Stocked Spare Part Product | NO | SP | _E | _52 | 13 | 40 | SP
3398360 | 3398360 | 1828.7817 | 1371.5863 | Spare Parts | 0.75 | 69.444 | 639889910805 | SK COMPRESSOR |  | 1 | 1152.1325 | Non-Stocked Spare Part Product | NO | SP | _E | _52 | 13 | 40 | SP
3398361 | 3398361 | 531.1893 | 398.392 | Spare Parts | 0.75 | 0 | 639889934443 | SK TEMPERATURE SENSOR |  | 1 | 334.6493 | Non-Stocked Spare Part Product | NO | SP | _E | _52 | 13 | 40 | SP
3398362 | 3398362 | 1052.0838 | 789.0629 | Spare Parts | 0.75 | 8.391 | 639889934450 | SK RADIAL FAN |  | 1 | 662.8128 | Non-Stocked Spare Part Product | NO | SP | _E | _52 | 13 | 40 | SP
3398363 | 3398363 | 1112.3979 | 834.2984 | Spare Parts | 0.75 | 14.198 | 639889911697 | SK AXIAL FAN |  | 1 | 700.8107 | Non-Stocked Spare Part Product | NO | SP | _E | _52 | 13 | 40 | SP
3398364 | 3398364 | 299.2206 | 224.4154 | Spare Parts | 0.75 | 0.833 | 639889934467 | SK DISPLAY CABLE |  | 1 | 188.509 | Non-Stocked Spare Part Product | NO | SP | _E | _52 | 13 | 40 | SP
3398365 | 3398365 | 1295.5782 | 971.6836 | Spare Parts | 0.75 | 2.249 | 639889908369 | SK CONTROLLER |  | 1 | 816.2143 | Non-Stocked Spare Part Product | NO | SP | _E | _52 | 13 | 40 | SP
3398370 | 3398370 | 1721.4696 | 1291.1022 | Spare Parts | 0.75 | 41.226 | 639889934474 | SK condenser |  | 1 | 1084.5258 | Catalog Non-Stocked Product | NO | LN | _E | _52 | 13 | 40 | SP
3398375 | 3398375 | 3046.9251 | 2285.1938 | Spare Parts | 0.75 | 9.48 | 639889908550 | SK SPEED CONTROLLER |  | 1 | 1919.5628 | Non-Stocked Spare Part Product | NO | SP | _E | _52 | 13 | 40 | SP
3398377 | 3398377 | 450.3975 | 337.7981 | Spare Parts | 0.75 | 0 | 639889934481 | SK COIL FOR MAGNETIC VALVE |  | 1 | 283.7504 | Non-Stocked Spare Part Product | NO | SP | _E | _52 | 13 | 40 | SP
3398381 | 3398381 | 213.8409 | 160.3807 | Spare Parts | 0.75 | 0.705 | 639889931411 | SK TEMPERATURE SENSOR |  | 1 | 134.7198 | Catalog Non-Stocked Product | NO | LN | _E | _52 | 13 | 40 | SP
3398385 | 3398385 | 3537.6066 | 2653.205 | Spare Parts | 0.75 | 11.464 | 639889931428 | SK pump |  | 1 | 2228.6922 | Non-Stocked Spare Part Product | NO | SP | _E | _52 | 13 | 40 | SP
3398388 | 3398388 | 1561.7883 | 1171.3412 | Spare Parts | 0.75 | 11.464 | 639889908543 | SK PUMP |  | 1 | 983.9266 | Non-Stocked Spare Part Product | NO | SP | _E | _52 | 13 | 40 | SP
3398389 | 3398389 | 3203.9208 | 2402.9406 | Spare Parts | 0.75 | 15.829 | 639889911291 | SK PUMP |  | 1 | 2018.4701 | Non-Stocked Spare Part Product | NO | SP | _E | _52 | 13 | 40 | SP
3398392 | 3398392 | 1857.4281 | 1393.0711 | Spare Parts | 0.75 | 12.566 | 639889930315 | SK FAN |  | 1 | 1170.1797 | Non-Stocked Spare Part Product | NO | SP | _E | _52 | 13 | 40 | SP
3398393 | 3398393 | 1290.6546 | 967.991 | Spare Parts | 0.75 | 7.76 | 639889934498 | SK FAN |  | 1 | 813.1124 | Non-Stocked Spare Part Product | NO | SP | _E | _52 | 13 | 40 | SP
3398401 | 3398401 | 1360.1445 | 1020.1084 | Spare Parts | 0.75 | 0.97 | 639889931435 | SK pressure transducer |  | 1 | 856.891 | Catalog Non-Stocked Product | NO | LN | _E | _52 | 13 | 40 | SP
3398404 | 3398404 | 92.4406 | 69.3304 | Spare Parts | 0.75 | 0.088 | 639889909892 | SK CONNECTOR BLUE e+ |  | 1 | 58.2376 | Catalog Stocked Product | YES | LS | _E | _52 | 13 | 40 | SP
3398405 | 3398405 | 1389.9099 | 1042.4324 | Spare Parts | 0.75 | 70.547 | 639889934504 | SK COVER |  | 1 | 875.6432 | Catalog Non-Stocked Product | NO | LN | _E | _52 | 13 | 40 | SP
3398406 | 3398406 | 529.3989 | 397.0492 | Spare Parts | 0.75 | 1.631 | 639889910041 | SK ACCESSORY BAG |  | 1 | 333.5213 | Non-Stocked Spare Part Product | NO | SP | _E | _52 | 13 | 40 | SP
3398408 | 3398408 | 4600.6566 | 3450.4924 | Spare Parts | 0.75 | 7.597 | 639889909885 | SK INVERTOR F/ BLUE e plus;3188/3189940 |  | 1 | 2898.4137 | Non-Stocked Spare Part Product | NO | SP | _E | _52 | 13 | 40 | SP
3398409 | 3398409 | 2348.8929 | 1761.6697 | Spare Parts | 0.75 | 20.723 | 639889931442 | SK CONDENSER |  | 1 | 1479.8025 | Catalog Non-Stocked Product | NO | LN | _E | _52 | 13 | 40 | SP
3398411 | 3398411 | 468.0777 | 351.0583 | Spare Parts | 0.75 | 0.556 | 639889931459 | SK TEMPERATURE SENSOR |  | 1 | 294.889 | Catalog Non-Stocked Product | NO | LN | _E | _52 | 13 | 40 | SP
3398412 | 3398412 | 282.7713 | 212.0785 | Spare Parts | 0.75 | 0.132 | 639889931466 | SK DISPLAY CABLE |  | 1 | 178.1459 | Catalog Non-Stocked Product | NO | LN | _E | _52 | 13 | 40 | SP
3398413 | 3398413 | 356.1777 | 267.1333 | Spare Parts | 0.75 | 1.402 | 639889934511 | SK DRYER |  | 1 | 224.392 | Catalog Non-Stocked Product | NO | LN | _E | _52 | 13 | 40 | SP
3398414 | 3398414 | 362.2203 | 271.6652 | Spare Parts | 0.75 | 0.132 | 639889931473 | SK EXPANSION VALVE |  | 1 | 228.1988 | Catalog Non-Stocked Product | NO | LN | _E | _52 | 13 | 40 | SP
3398415 | 3398415 | 1536.2751 | 1152.2063 | Spare Parts | 0.75 | 6.746 | 639889934528 | SK FAN |  | 1 | 967.8533 | Non-Stocked Spare Part Product | NO | SP | _E | _52 | 13 | 40 | SP
3398416 | 3398416 | 2211.0321 | 1658.2741 | Spare Parts | 0.75 | 23.148 | 639889934535 | SK COMPRESSOR |  | 1 | 1392.9502 | Catalog Non-Stocked Product | NO | LN | _E | _52 | 13 | 40 | SP
3398448 | 3398448 | 1169.1312 | 876.8484 | Spare Parts | 0.75 | 23.148 | 639889934542 | SK COMPRESSOR |  | 1 | 736.5527 | Catalog Non-Stocked Product | NO | LN | _E | _52 | 13 | 40 | SP
3398565 | 3398565 | 1877.0106 | 1407.758 | Spare Parts | 0.75 | 24.25 | 639889934559 | SK PUMP |  | 1 | 1182.5167 | Catalog Non-Stocked Product | NO | LN | _E | _52 | 13 | 40 | SP
3398567 | 3398567 | 281.3166 | 210.9874 | Spare Parts | 0.75 | 2.646 | 639889934566 | SK ACCESSORY BAG |  | 1 | 177.2295 | Catalog Non-Stocked Product | NO | LN | _E | _52 | 13 | 40 | SP
3398568 | 3398568 | 909.1875 | 681.8906 | Spare Parts | 0.75 | 1.38 | 639889934573 | SK I/O BOARD |  | 1 | 572.7881 | Catalog Non-Stocked Product | NO | LN | _E | _52 | 13 | 40 | SP
3398569 | 3398569 | 299.5563 | 224.6672 | Spare Parts | 0.75 | 6.614 | 639889934580 | SK COVER |  | 1 | 188.7205 | Catalog Non-Stocked Product | NO | LN | _E | _52 | 13 | 40 | SP
3398570 | 3398570 | 862.0776 | 646.5582 | Spare Parts | 0.75 | 1.316 | 639889934597 | SK DISPLAY |  | 1 | 543.1089 | Catalog Non-Stocked Product | NO | LN | _E | _52 | 13 | 40 | SP
3398571 | 3398571 | 396.7974 | 297.5981 | Spare Parts | 0.75 | 0.22 | 639889934603 | SK TEMPERATURE SENSOR |  | 1 | 249.9824 | Catalog Non-Stocked Product | NO | LN | _E | _52 | 13 | 40 | SP
3398572 | 3398572 | 396.7974 | 297.5981 | Spare Parts | 0.75 | 0.22 | 639889934610 | SK TEMPERATURE SENSOR |  | 1 | 249.9824 | Catalog Non-Stocked Product | NO | LN | _E | _52 | 13 | 40 | SP
3398573 | 3398573 | 766.4031 | 574.8023 | Spare Parts | 0.75 | 6.614 | 639889934627 | SK Flow meter |  | 1 | 482.834 | Catalog Non-Stocked Product | NO | LN | _E | _52 | 13 | 40 | SP
3398574 | 3398574 | 273.7074 | 205.2806 | Spare Parts | 0.75 | 0.441 | 639889934634 | SK Level monitor |  | 1 | 172.4357 | Catalog Non-Stocked Product | NO | LN | _E | _52 | 13 | 40 | SP
3398575 | 3398575 | 188.6634 | 141.4975 | Spare Parts | 0.75 | 0.265 | 639889934641 | SK Display cable |  | 1 | 118.8579 | Catalog Non-Stocked Product | NO | LN | _E | _52 | 13 | 40 | SP
3398580 | 3398580 | 300.5634 | 225.4226 | Spare Parts | 0.75 | 4.894 | 639889931480 | SK Grille |  | 1 | 189.3549 | Catalog Non-Stocked Product | NO | LN | _E | _52 | 13 | 40 | SP
3418010 | 3418010 | 352.8207 | 211.6924 | Industrial Advanced | 0.6 | 0.392 | 639889868021 | FUSE BASES D02-E18 63A | FOR 5/10MM | 10 | 222.277 | Catalog Non-Stocked Product | NO | LN | _B | _21 | 01 | 10 | 14
3418020 | 3418020 | 61.1757 | 36.7054 | Industrial Advanced | 0.6 | 0.077 | 639889868045 | COVER FOR 3418010 | F. SV 3418010, pk of 10 | 10 | 38.5407 | Catalog Non-Stocked Product | NO | LN | _B | _21 | 01 | 10 | 14
3418030 | 3418030 | 111.1726 | 66.7036 | Industrial Advanced | 0.6 | 0.154 | 639889868076 | EXTENSION COVER FOR 3418010 |  | 10 | 70.0388 | Catalog Non-Stocked Product | NO | LN | _B | _21 | 01 | 10 | 14
3418040 | 3418040 | 417.1632 | 250.2979 | Industrial Advanced | 0.6 | 0.732 | 639889870505 | EASY CONNECT FUSE BASES D02-E18 63A | FOR 5/10MM | 5 | 262.8128 | Catalog Non-Stocked Product | NO | LN | _B | _21 | 01 | 10 | 14
3427010 | 3427010 | 478.2606 | 286.9564 | Industrial Advanced | 0.6 | 0.545 | 639889866973 | FUSE BASES DII-E27 25A | FOR 5/10MM | 10 | 301.3042 | Catalog Non-Stocked Product | NO | LN | _B | _21 | 01 | 10 | 14
3427020 | 3427020 | 68.3149 | 40.989 | Industrial Advanced | 0.6 | 0.106 | 639889868052 | COVER FOR 3427010 | f. SV 3427010, pk of 10 | 10 | 43.0384 | Catalog Non-Stocked Product | NO | LN | _B | _21 | 01 | 10 | 14
3427030 | 3427030 | 137.4132 | 82.4479 | Industrial Advanced | 0.6 | 0.19 | 639889868083 | EXTENSION COVER FOR 3427010 |  | 10 | 86.5703 | Catalog Non-Stocked Product | NO | LN | _B | _21 | 01 | 10 | 14
3427040 | 3427040 | 500.0811 | 300.0487 | Industrial Advanced | 0.6 | 0.944 | 639889870512 | EASY CONNECT FUSE BASES DII-E27 25A | FOR 5/10MM | 5 | 315.0511 | Catalog Non-Stocked Product | NO | LN | _B | _21 | 01 | 10 | 14
3431000 | 3431000 | 126.6708 | 76.0025 | Industrial Advanced | 0.6 | 0.999 | 639889238459 | DISCONNECT,GR.000 NH,100A | PANEL MOUNT | 1 | 79.8026 | Catalog Non-Stocked Product | NO | LN | _B | _21 | 01 | 10 | 14
3431020 | 3431020 | 222.7929 | 133.6757 | Industrial Advanced | 0.6 | 1.411 | 639889860773 | DISCONNECT,GR.000 NH,100A |  | 1 | 140.3595 | Catalog Non-Stocked Product | NO | LN | _B | _21 | 01 | 10 | 14
3431030 | 3431030 | 230.6259 | 138.3755 | Industrial Advanced | 0.6 | 1.367 | 639889860780 | DISCONNECT,GR.000 NH,100A | BUS-MOUNT, BOX TERM, BOTTOM CABLE OULET | 1 | 145.2943 | Catalog Non-Stocked Product | NO | LN | _B | _21 | 01 | 10 | 14
3431035 | 3431035 | 590.0487 | 354.0292 | Industrial Advanced | 0.6 | 1.543 | 639889860803 | SV FUSE SWITCH DISCON. SIZE 00 100A 690V | 60MM BOX TERMINAL W.ELEC.FUSE MONT | 1 | 371.7307 | Catalog Non-Stocked Product | NO | LN | _B | _21 | 01 | 10 | 14
3433010 | 3433010 | 551.1075 | 330.6645 | Industrial Advanced | 0.6 | 0.705 | 639889868038 | FUSE BASES DIII-E33 63A | FOR 5/10MM | 10 | 347.1977 | Catalog Non-Stocked Product | NO | LN | _B | _21 | 01 | 10 | 14
3433020 | 3433020 | 76.5172 | 45.9103 | Industrial Advanced | 0.6 | 0.121 | 639889868069 | COVER FOR 3433020 |  | 10 | 48.2058 | Catalog Non-Stocked Product | NO | LN | _B | _21 | 01 | 10 | 14
3433030 | 3433030 | 158.4504 | 95.0702 | Industrial Advanced | 0.6 | 0.207 | 639889868090 | EXTENSION COVER FOR 3433020 |  | 10 | 99.8238 | Catalog Non-Stocked Product | NO | LN | _B | _21 | 01 | 10 | 14
3433040 | 3433040 | 552.0027 | 331.2016 | Industrial Advanced | 0.6 | 1.1 | 639889870529 | EASY CONNECT FUSE BASES DIII-E33 63A |  | 5 | 347.7617 | Catalog Non-Stocked Product | NO | LN | _B | _21 | 01 | 10 | 14
3439010 | 3439010 | 313.8795 | 188.3277 | Industrial Advanced | 0.6 | 10.218 | 639889346086 | CONNECTION ADAPTOR 800A |  | 1 | 197.7441 | Catalog Non-Stocked Product | NO | LN | _B | _21 | 01 | 10 | 14
3450500 | 3450500 | 53.5442 | 32.1265 | Industrial Advanced | 0.6 | 0.04 | 639889274006 | SV CONDUCTOR CLAMP | 5MM BUSBAR 1-4MM2 | 15 | 33.7328 | Catalog Stocked Product | YES | LS | _B | _21 | 01 | 10 | 14
3450505 | 3450505 | 50.8362 | 30.5017 | Industrial Advanced | 0.6 | 0.031 | 639889875135 | SV PUSH-IN CONDUCTOR CLAMP 0.5-4 | FOR 5 MM BUSBAR | 10 | 32.0268 | Catalog Stocked Product | YES | LS | _B | _21 | 01 | 10 | 14
3451500 | 3451500 | 53.5442 | 32.1265 | Industrial Advanced | 0.6 | 0.064 | 639889274013 | SV CONDUCTOR CLAMP F | 5MM BUSBAR 2.5-16MM2 | 15 | 33.7328 | Catalog Stocked Product | YES | LS | _B | _21 | 01 | 10 | 14
3451505 | 3451505 | 67.8226 | 40.6936 | Industrial Advanced | 0.6 | 0.053 | 639889875142 | SV PUSH-IN CONDUCTOR CLAMP 1.5-16 | FOR 5MM BUSBAR | 10 | 42.7282 | Catalog Stocked Product | YES | LS | _B | _21 | 01 | 10 | 14
3452500 | 3452500 | 80.8701 | 48.5221 | Industrial Advanced | 0.6 | 0.15 | 639889274020 | SV CONDUCTOR CLAMP F | 5MM BUSBAR 16-50MM2 | 15 | 50.9482 | Catalog Stocked Product | YES | LS | _B | _21 | 01 | 10 | 14
3453500 | 3453500 | 96.5026 | 57.9015 | Industrial Advanced | 0.6 | 0.238 | 639889274037 | SV CONDUCTOR CLAMP F | 5MM BUSBAR 35-70MM2 | 15 | 60.7966 | Catalog Stocked Product | YES | LS | _B | _21 | 01 | 10 | 14
3454500 | 3454500 | 179.8233 | 107.894 | Industrial Advanced | 0.6 | 0.291 | 639889274044 | SV CONDUCTOR CLAMP F | 5MM BUSBAR 70-185MM2 | 15 | 113.2887 | Catalog Stocked Product | YES | LS | _B | _21 | 01 | 10 | 14
3455500 | 3455500 | 53.5442 | 32.1265 | Industrial Advanced | 0.6 | 0.044 | 639889274051 | SV CONDUCTOR CLAMP F | 10MM BUSBAR 1-4MM2 | 15 | 33.7328 | Catalog Stocked Product | YES | LS | _B | _21 | 01 | 10 | 14
3455505 | 3455505 | 50.8362 | 30.5017 | Industrial Advanced | 0.6 | 0.029 | 639889875159 | SV PUSH-IN CONDUCTOR CLAMP 0.5-4 | FOR 10MM BUSBAR | 10 | 32.0268 | Catalog Stocked Product | YES | L8 | _B | _21 | 01 | 10 | 14
3456500 | 3456500 | 53.5442 | 32.1265 | Industrial Advanced | 0.6 | 0.066 | 639889274068 | NEW STYLE CLAMP FOR BUSBAR | 6-16MM2 | 15 | 33.7328 | Catalog Stocked Product | YES | LS | _B | _21 | 01 | 10 | 14
3456505 | 3456505 | 67.8226 | 40.6936 | Industrial Advanced | 0.6 | 0.055 | 639889875166 | SV PUSH-IN CONDUCTOR CLAMP 1.5-16 | FOR 10MM BUSBAR | 10 | 42.7282 | Catalog Stocked Product | YES | LS | _B | _21 | 01 | 10 | 14
3457500 | 3457500 | 80.8701 | 48.5221 | Industrial Advanced | 0.6 | 0.157 | 639889274075 | SV CONDUCTOR CLAMP F | 10MM BUSBAR 16-50MM2 | 15 | 50.9482 | Catalog Stocked Product | YES | LS | _B | _21 | 01 | 10 | 14
3458500 | 3458500 | 96.5026 | 57.9015 | Industrial Advanced | 0.6 | 0.245 | 639889274082 | SV CONDUCTOR CLAMP F | 10MM BUSBAR 35-70MM2 | 15 | 60.7966 | Catalog Stocked Product | YES | LS | _B | _21 | 01 | 10 | 14
3459500 | 3459500 | 179.8233 | 107.894 | Industrial Advanced | 0.6 | 0.298 | 639889274099 | SV CONDUCTOR CLAMP F | 10MM BUSBAR 70-185MM2 | 15 | 113.2887 | Catalog Stocked Product | YES | LS | _B | _21 | 01 | 10 | 14
3460500 | 3460500 | 123.9852 | 74.3911 | Industrial Advanced | 0.6 | 1.618 | 639889274105 | BUSBAR CONNECTION CLAMPS | F.65 X 10MM FLEXIBAR | 3 | 78.1107 | Catalog Non-Stocked Product | NO | LN | _B | _22 | 11 | 10 | 14
3504000 | 3504000 | 261.0627 | 156.6376 | Industrial Advanced | 0.6 | 0.752 | 639889240353 | PLS RAIL CONNECTOR SET 800A | PU=3 | 3 | 164.4695 | Catalog Non-Stocked Product | NO | LN | _B | _21 | 02 | 10 | 14
3505000 | 3505000 | 549.429 | 329.6574 | Industrial Advanced | 0.6 | 2.249 | 639889240407 | PLS RAIL CONNECTOR BAYING SET | 800A | 3 | 346.1403 | Catalog Stocked Product | YES | LS | _B | _21 | 02 | 10 | 14
3509000 | 3509000 | 549.429 | 329.6574 | Industrial Advanced | 0.6 | 14.859 | 639889240605 | BUSBAR ECU 800A 2400MM | 800A,2400MM | 1 | 346.1403 | Catalog Stocked Product | YES | LS | _B | _21 | 02 | 10 | 14
3514000 | 3514000 | 295.1922 | 177.1153 | Industrial Advanced | 0.6 | 0.988 | 639889240858 | PLS RAIL CONNECTOR SET 1600A | PU=3 | 3 | 185.9711 | Catalog Stocked Product | YES | LS | _B | _21 | 02 | 10 | 14
3515000 | 3515000 | 690.1992 | 414.1195 | Industrial Advanced | 0.6 | 2.95 | 639889240902 | PLS RAIL CONNECTOR BAYING SET | 1600A | 3 | 434.8255 | Catalog Stocked Product | YES | LS | _B | _21 | 02 | 10 | 14
3516000 | 3516000 | 1558.4313 | 935.0588 | Industrial Advanced | 0.6 | 42.35 | 639889240957 | BUSBAR ECU 1600A 2400MM | 1600A,2400MM | 1 | 981.8117 | Catalog Stocked Product | YES | LS | _B | _21 | 02 | 10 | 14
3524000 | 3524000 | 390.0834 | 234.05 | Industrial Advanced | 0.6 | 2.822 | 639889241251 | BUSBAR ECU 800A 495MM | (PK OF 3) | 3 | 245.7525 | Catalog Non-Stocked Product | NO | LN | _B | _21 | 02 | 10 | 14
3525000 | 3525000 | 522.2373 | 313.3424 | Industrial Advanced | 0.6 | 3.968 | 639889241305 | BUSBAR ECU 800A 695MM | (PK OF 3) | 3 | 329.0095 | Catalog Stocked Product | YES | LS | _B | _21 | 02 | 10 | 14
3525010 | 3525010 | 671.5119 | 402.9071 | Industrial Advanced | 0.6 | 5.055 | 639889836631 | 800A PLS BUSBAR 895MM | 5MM BUSBAR | 3 | 423.0525 | Catalog Stocked Product | YES | LS | _B | _21 | 02 | 10 | 14
3526000 | 3526000 | 813.8487 | 488.3092 | Industrial Advanced | 0.6 | 6.261 | 639889241350 | BUSBAR ECU 800A 1095MM | (PK OF 3) | 3 | 512.7247 | Catalog Stocked Product | YES | LS | _B | _21 | 02 | 10 | 14
3527000 | 3527000 | 1090.2417 | 654.145 | Industrial Advanced | 0.6 | 8.724 | 639889241404 | BUSBAR ECU 1600A 495MM | (PK OF 3) | 3 | 686.8523 | Catalog Non-Stocked Product | NO | LN | _B | _21 | 02 | 10 | 14
3528000 | 3528000 | 1512.4404 | 907.4642 | Industrial Advanced | 0.6 | 12.39 | 639889241459 | BUSBAR ECU 1600A 695MM | (PK OF 3) | 3 | 952.8375 | Catalog Stocked Product | YES | LS | _B | _21 | 02 | 10 | 14
3528010 | 3528010 | 1872.5346 | 1123.5208 | Industrial Advanced | 0.6 | 15.961 | 639889836648 | 1600A PLS BUSBAR 895MM | 10MM BAR THICKNESS | 3 | 1179.6968 | Catalog Stocked Product | YES | LS | _B | _21 | 02 | 10 | 14
3529000 | 3529000 | 2135.2758 | 1281.1655 | Industrial Advanced | 0.6 | 19.533 | 639889241503 | BUSBAR ECU 1600A 1095MM | (PK OF 3) | 3 | 1345.2238 | Catalog Stocked Product | YES | LS | _B | _21 | 02 | 10 | 14
3548000 | 3548000 | 37.7327 | 22.6396 | Industrial Advanced | 0.6 | 0.044 | 639889242807 | COMPONENT SUPPORT RAILS FOR |  | 10 | 23.7716 | Catalog Non-Stocked Product | NO | LN | _B | _21 | 01 | 10 | 14
3550000 | 3550000 | 144.7986 | 86.8792 | Industrial Advanced | 0.6 | 0.055 | 639889862197 | SV CONDUCTOR CLAMP | CLAMP WIDTH 8MM | 15 | 91.2231 | Catalog Non-Stocked Product | NO | LN | _B | _21 | 01 | 10 | 14
3554000 | 3554000 | 73.1155 | 43.8693 | Industrial Advanced | 0.6 | 0.589 | 639889243101 | CONNECTION PLATE FOR BUSBAR | 30MM WIDE | 3 | 46.0627 | Catalog Non-Stocked Product | NO | LN | _B | _21 | 01 | 10 | 14
3555000 | 3555000 | 153.303 | 91.9818 | Industrial Advanced | 0.6 | 0.06 | 639889862203 | SV CONDUCTOR CLAMP | CLAMP WIDTH 8MM | 15 | 96.5809 | Catalog Non-Stocked Product | NO | LN | _B | _21 | 01 | 10 | 14
3559000 | 3559000 | 71.2691 | 42.7615 | Industrial Advanced | 0.6 | 0.708 | 639889243354 | CONNECTION PLATE FOR BUSBAR | 40MM WIDE | 3 | 44.8995 | Catalog Non-Stocked Product | NO | LN | _B | _22 | 11 | 10 | 14
3560000 | 3560000 | 73.7309 | 44.2385 | Industrial Advanced | 0.6 | 0.767 | 639889243408 | CONNECTION PLATE FOR BUSBAR | 50MM WIDE | 3 | 46.4505 | Catalog Non-Stocked Product | NO | LN | _B | _22 | 11 | 10 | 14
3561000 | 3561000 | 79.7623 | 47.8574 | Industrial Advanced | 0.6 | 0.862 | 639889243453 | CONNECTION PLATE FOR BUSBAR | 60MM WIDE | 3 | 50.2503 | Catalog Non-Stocked Product | NO | LN | _B | _22 | 11 | 10 | 14
3562000 | 3562000 | 79.7623 | 47.8574 | Industrial Advanced | 0.6 | 1.038 | 639889243507 | CONNECTION PLATE FOR BUSBAR | 50MM WIDE | 3 | 50.2503 | Catalog Non-Stocked Product | NO | LN | _B | _22 | 11 | 10 | 14
3563000 | 3563000 | 86.6554 | 51.9932 | Industrial Advanced | 0.6 | 1.153 | 639889243552 | CONNECTION PLATE FOR BUSBAR | 60MM WIDE | 3 | 54.5929 | Catalog Non-Stocked Product | NO | LN | _B | _22 | 11 | 10 | 14
3565005 | 3565005 | 149.7222 | 89.8333 | Industrial Advanced | 0.6 | 2.619 | 639889859791 | LAMINATED COPPER BAR 6x9x0.8 | 2000mm 240A at 50K | 1 | 94.325 | Catalog Non-Stocked Product | NO | LN | _B | _21 | 02 | 10 | 14
3565902 | 3565902 | 222.5691 | 133.5415 | Industrial Advanced | 0.6 | 1.201 | 639889098589 | TINNED LAM. COPPER BAR 6x9x0.8 | THICKNESS X 9 (.35) WIDTH | 1 | 140.2185 | Catalog Non-Stocked Product | NO | LN | _B | _21 | 02 | 70 | 14
3568005 | 3568005 | 201.7557 | 121.0534 | Industrial Advanced | 0.6 | 4.004 | 639889859814 | LAMINATED COPPER BAR 6x15.5x0.8 | 2000mm 350A at 50K | 1 | 127.1061 | Catalog Non-Stocked Product | NO | LN | _B | _21 | 02 | 10 | 14
3568902 | 3568902 | 339.2808 | 203.5685 | Industrial Advanced | 0.6 | 1.609 | 639889098619 | TINNED LAM. COPPER BAR 6x16x0.8 | THICKNESS X 15.5 (.61) WIDTH | 1 | 213.7469 | Catalog Non-Stocked Product | NO | LN | _B | _21 | 02 | 80 | 14
3569005 | 3569005 | 301.9062 | 181.1437 | Industrial Advanced | 0.6 | 5.88 | 639889859821 | LAMINATED COPPER BAR 10x15.5x0.8 | 2000mm 480A at 50K | 1 | 190.2009 | Catalog Non-Stocked Product | NO | LN | _B | _21 | 02 | 10 | 14
3569902 | 3569902 | 525.7062 | 315.4237 | Industrial Advanced | 0.6 | 0.538 | 639889098626 | TINNED LAM. COPPER BAR 10x16x0.8 | THICKNESS X 15.5 (.61) WIDTH | 1 | 331.1949 | Catalog Non-Stocked Product | NO | LN | _B | _21 | 02 | 80 | 14
3570005 | 3570005 | 298.3254 | 178.9952 | Industrial Advanced | 0.6 | 4.947 | 639889859838 | LAMINATED COPPER BAR 5x20x1 | 2000mm 435A at 50K | 1 | 187.945 | Catalog Non-Stocked Product | NO | LN | _B | _21 | 02 | 10 | 14
3570903 | 3570903 | 423.8772 | 254.3263 | Industrial Advanced | 0.6 | 1.03 | 639889098633 | TINNED LAM. COPPER BAR 5x20x1 | THICKNESS X 20.0 (.79) WIDTH | 1 | 267.0426 | Catalog Non-Stocked Product | NO | LN | _B | _21 | 02 | 60 | 14
3571005 | 3571005 | 330.7764 | 198.4658 | Industrial Advanced | 0.6 | 6.29 | 639889859845 | LAMINATED COPPER BAR 5x24x1 | 2000mm 510A at 50K | 1 | 208.3891 | Catalog Non-Stocked Product | NO | LN | _B | _21 | 02 | 10 | 14
3571903 | 3571903 | 491.5767 | 294.946 | Industrial Advanced | 0.6 | 1.184 | 639889098640 | TINNED LAM. COPPER BAR 5x24x1 | THICKNESS X 24.0 (.94) WIDTH | 1 | 309.6933 | Catalog Non-Stocked Product | NO | LN | _B | _21 | 02 | 60 | 14
3572005 | 3572005 | 623.9544 | 374.3726 | Industrial Advanced | 0.6 | 11.402 | 639889859852 | LAMINATED COPPER BAR 10x24x1 | 2000mm 770A at 50K | 1 | 393.0913 | Catalog Stocked Product | YES | LS | _B | _21 | 02 | 10 | 14
3572903 | 3572903 | 932.6865 | 559.6119 | Industrial Advanced | 0.6 | 4.649 | 639889098657 | TINNED LAM. COPPER BAR 10x24x1 | THICKNESS X 24.0 (.94) WIDTH | 1 | 587.5925 | Catalog Non-Stocked Product | NO | LN | _B | _21 | 02 | 80 | 14
3573005 | 3573005 | 440.886 | 264.5316 | Industrial Advanced | 0.6 | 7.932 | 639889859869 | LAMINATED COPPER BAR 5x32x1 | 2000mm 645A at 50K | 1 | 277.7582 | Catalog Stocked Product | YES | L8 | _B | _21 | 02 | 10 | 14
3573903 | 3573903 | 661.2171 | 396.7303 | Industrial Advanced | 0.6 | 1.543 | 639889098664 | TINNED LAM. COPPER BAR 5x32x1 | THICKNESS X 32.0 (1.26)WIDTH | 1 | 416.5668 | Catalog Non-Stocked Product | NO | LN | _B | _21 | 02 | 60 | 14
3574005 | 3574005 | 813.8487 | 488.3092 | Industrial Advanced | 0.6 | 14.383 | 639889859876 | LAMINATED COPPER BAR 10x32x1 | 2000mm 965A at 50K | 1 | 512.7247 | Catalog Non-Stocked Product | NO | LN | _B | _21 | 02 | 10 | 14
3574903 | 3574903 | 1220.829 | 732.4974 | Industrial Advanced | 0.6 | 2.983 | 639889098671 | TINNED LAM. COPPER BAR 10x32x1 | THICKNESS X 32.0 (1.26)WIDTH | 1 | 769.1223 | Catalog Non-Stocked Product | NO | LN | _B | _21 | 02 | 80 | 14
3575005 | 3575005 | 535.7772 | 321.4663 | Industrial Advanced | 0.6 | 10.728 | 639889859883 | LAMINATED COPPER BAR 5x40x1 | 2000mm 780A at 50K | 1 | 337.5396 | Catalog Non-Stocked Product | NO | LN | _B | _21 | 02 | 10 | 14
3575903 | 3575903 | 830.8575 | 498.5145 | Industrial Advanced | 0.6 | 4.31 | 639889098688 | TINNED LAM. COPPER BAR 5x40x1 | THICKNESS X 40.0 (1.57)WIDTH | 1 | 523.4402 | Catalog Non-Stocked Product | NO | LN | _B | _21 | 02 | 80 | 14
3576005 | 3576005 | 995.2386 | 597.1432 | Industrial Advanced | 0.6 | 18.607 | 639889859890 | LAMINATED COPPER BAR 10x40x1 | 2000mm 1145A at 50K | 1 | 627.0003 | Catalog Non-Stocked Product | NO | LN | _B | _21 | 02 | 10 | 14
3576903 | 3576903 | 1543.5486 | 926.1292 | Industrial Advanced | 0.6 | 7.712 | 639889098695 | TINNED LAM. COPPER BAR 10x40x1 | THICKNESS X 40.0 (1.57)WIDTH | 1 | 972.4356 | Catalog Non-Stocked Product | NO | LN | _B | _21 | 02 | 60 | 14
3577005 | 3577005 | 679.9044 | 407.9426 | Industrial Advanced | 0.6 | 22.837 | 639889859906 | LAMINATED COPPER BAR 5x50x1 | 2000mm 940A at 50K | 1 | 428.3398 | Catalog Non-Stocked Product | NO | LN | _B | _21 | 02 | 10 | 14
3577903 | 3577903 | 1044.2508 | 626.5505 | Industrial Advanced | 0.6 | 5.216 | 639889098701 | TINNED LAM. COPPER BAR 5x50x1 | THICKNESS X 50.0 (1.97)WIDTH | 1 | 657.878 | Catalog Non-Stocked Product | NO | LN | _B | _21 | 02 | 70 | 14
3578005 | 3578005 | 1269.9531 | 761.9719 | Industrial Advanced | 0.6 | 22.877 | 639889859913 | LAMINATED COPPER BAR 10x50x1 | 2000mm 1365A at 50K | 1 | 800.0705 | Catalog Stocked Product | YES | LS | _B | _21 | 02 | 10 | 14
3578903 | 3578903 | 1899.6144 | 1139.7686 | Industrial Advanced | 0.6 | 9.638 | 639889098718 | TINNED LAM. COPPER BAR 10x50x1 | THICKNESS X 50.0 (1.97)WIDTH | 1 | 1196.7571 | Catalog Non-Stocked Product | NO | LN | _B | _21 | 02 | 80 | 14
3579005 | 3579005 | 1628.8164 | 977.2898 | Industrial Advanced | 0.6 | 28.477 | 639889859920 | LAMINATED COPPER BAR 10x63x1 | 2000mm 1610A at 50K | 1 | 1026.1543 | Catalog Non-Stocked Product | NO | LN | _B | _21 | 02 | 10 | 14
3579903 | 3579903 | 2526.5901 | 1515.9541 | Industrial Advanced | 0.6 | 12.019 | 639889098725 | TINNED LAM. COPPER BAR 10x63x1 | THICKNESS X 63.0 (2.48)WIDTH | 1 | 1591.7518 | Catalog Non-Stocked Product | NO | LN | _B | _21 | 02 | 80 | 14
3580000 | 3580000 | 651.1461 | 390.6877 | Industrial Advanced | 0.6 | 3.946 | 639889244351 | BUSBAR E-CU 12 X 5 X 2400MM | SV E-CU 75 BUSBARS,12X5 | 6 | 410.222 | Catalog Stocked Product | YES | LS | _B | _21 | 02 | 10 | 14
3580100 | 3580100 | 1276.779 | 766.0674 | Industrial Advanced | 0.6 | 6.79 | 639889307605 | 12 X 10MM FLAT BUSBAR 2400MM | PU=6 | 6 | 804.3708 | Catalog Non-Stocked Product | NO | LN | _B | _21 | 02 | 10 | 14
3581000 | 3581000 | 813.8487 | 488.3092 | Industrial Advanced | 0.6 | 4.652 | 639889244405 | BUSBAR E-CU 15 X 5 X 2400MM | SV E-CU 57 BUSBARS, 15X5 | 6 | 512.7247 | Catalog Stocked Product | YES | LS | _B | _21 | 02 | 10 | 14
3581100 | 3581100 | 1565.2572 | 939.1543 | Industrial Advanced | 0.6 | 8.223 | 639889307612 | 15 X 10MM FLAT BUSBAR 2400MM | PU=6 | 6 | 986.112 | Catalog Non-Stocked Product | NO | LN | _B | _21 | 02 | 10 | 14
3582000 | 3582000 | 1047.9435 | 628.7661 | Industrial Advanced | 0.6 | 5.842 | 639889244450 | BUSBAR E-CU 20 X 5 X 2400MM | SV E-CU BUSBARS | 6 | 660.2044 | Catalog Stocked Product | YES | LS | _B | _21 | 02 | 10 | 14
3582020 | 3582020 | 696.9132 | 418.1479 | Industrial Advanced | 0.6 | 1.764 | 639889873285 | SV BUSBAR CUPONAL 20X5MM | 2400MM LONG | 6 | 439.0553 | Catalog Non-Stocked Product | NO | LN | _B | _21 | 01 | 10 | 14
3583000 | 3583000 | 1317.3987 | 790.4392 | Industrial Advanced | 0.6 | 7.033 | 639889244504 | BUSBAR E-CU 25 X 5 X 2400MM | SV E-CU 57 BUSBARS | 6 | 829.9612 | Catalog Stocked Product | YES | LS | _B | _21 | 02 | 10 | 14
3584000 | 3584000 | 1643.6991 | 986.2195 | Industrial Advanced | 0.6 | 8.223 | 639889244559 | BUSBAR E-CU 30X5X2400 MM | SV E-CU 57 BUSBARS | 6 | 1035.5304 | Catalog Stocked Product | YES | LS | _B | _21 | 02 | 10 | 14
3584020 | 3584020 | 1047.9435 | 628.7661 | Industrial Advanced | 0.6 | 19.841 | 639889873308 | SV BUSBAR CUPONAL 30X5MM | 2400MM LONG | 6 | 660.2044 | Catalog Non-Stocked Product | NO | LN | _B | _21 | 01 | 10 | 14
3585005 | 3585005 | 1117.4334 | 670.46 | Industrial Advanced | 0.6 | 10.582 | 639889871571 | BUSBAR E-CU 20 X 10 X 2400MM | 2400mm, pack of 3 | 3 | 703.983 | Catalog Stocked Product | YES | LS | _B | _21 | 02 | 10 | 14
3585020 | 3585020 | 747.6039 | 448.5623 | Industrial Advanced | 0.6 | 14.33 | 639889873292 | SV BUSBAR CUPONAL 20X10MM | 2400MM LONG | 3 | 470.9905 | Catalog Non-Stocked Product | NO | LN | _B | _21 | 01 | 10 | 14
3586005 | 3586005 | 1669.4361 | 1001.6617 | Industrial Advanced | 0.6 | 14.33 | 639889871564 | BUSBAR E-CU 30 X 10 X 2400MM | 2400mm, pack of 3 | 3 | 1051.7447 | Catalog Stocked Product | YES | LS | _B | _21 | 02 | 10 | 14
3586020 | 3586020 | 1115.643 | 669.3858 | Industrial Advanced | 0.6 | 19.841 | 639889873315 | SV BUSBAR CUPONAL 30X10MM | 2400MM LONG | 3 | 702.8551 | Catalog Non-Stocked Product | NO | LN | _B | _21 | 01 | 10 | 14
3587000 | 3587000 | 2067.5763 | 1240.5458 | Industrial Advanced | 0.6 | 20.062 | 639889244702 | BUSBAR E-CU 40 X 10 X 2400MM | SV E-CU 57 BUSBARS, 40X10 | 3 | 1302.5731 | Catalog Non-Stocked Product | NO | LN | _B | _22 | 12 | 10 | 14
3588005 | 3588005 | 1704.6846 | 1022.8108 | Industrial Advanced | 0.6 | 24.802 | 639889871588 | BUSBAR E-CU 50 X 10 X 2400MM | 2400mm, pack of 2 | 2 | 1073.9513 | Catalog Non-Stocked Product | NO | LN | _B | _22 | 12 | 10 | 14
3589005 | 3589005 | 2154.1869 | 1292.5121 | Industrial Advanced | 0.6 | 28.66 | 639889871595 | BUSBAR E-CU 60 X 10 X 2400MM | 2400mm, pack of 2 | 2 | 1357.1377 | Catalog Non-Stocked Product | NO | LN | _B | _22 | 12 | 10 | 14
3590005 | 3590005 | 1443.3981 | 866.0389 | Industrial Advanced | 0.6 | 39.021 | 639889871601 | BUSBAR E-CU 80 X 10 X 2400MM | 2400mm | 1 | 909.3408 | Catalog Non-Stocked Product | NO | LN | _B | _22 | 12 | 10 | 14
3590015 | 3590015 | 1638.3279 | 982.9967 | Industrial Advanced | 0.6 | 47.767 | 639889871618 | BUSBAR E-CU 100 X 10 X 2400MM | 2400MM | 1 | 1032.1466 | Catalog Non-Stocked Product | NO | LN | _B | _22 | 12 | 10 | 14
3590020 | 3590020 | 2091.0753 | 1254.6452 | Industrial Advanced | 0.6 | 57.319 | 639889928886 | SSV Flat busbar 120 x 10 2400mm |  | 1 | 1317.3774 | Catalog Non-Stocked Product | NO | LN | _B | _22 | 12 | 10 | 14
3591060 | 3591060 | 103.888 | 62.3328 | Industrial Advanced | 0.6 | 0.02 | 639889349544 | M12 FIXING NUTS PU(30 EA) | SV NH FUSED ISOLATOR SIZE 00. 160A FOR STEEL ELECTR. CABINET | 30 | 65.4494 | Catalog Non-Stocked Product | NO | LN | _B | _22 | 11 | 10 | 14
3592010 | 3592010 | 58.2551 | 34.9531 | Industrial Advanced | 0.6 | 0.115 | 639889349551 | NH STRIP LUG TERMINAL - PRISM |  | 3 | 36.7007 | Catalog Non-Stocked Product | NO | LN | _B | _21 | 01 | 10 | 14
3659180 | 3659180 | 721.5312 | 613.3015 | IT Advanced | 0.85 | 2.937 | 639889884328 | TS SERVER TELESCOPIC SLIDES | 600 ENCLOSURE DEPTH | 2 | 541.1484 | Catalog Non-Stocked Product | NO | LN | _D | _50 | 87 | 10 | 24
3659190 | 3659190 | 861.0705 | 731.9099 | IT Market | 0.85 | 3.468 | 639889862210 | 19 IN SERVER TELESCOPING RAILS 0800D | 19 IN SERVER TELESCOPING RAILS 0800D 30KG CAPACITY | 2 | 602.7493 | Catalog Non-Stocked Product | NO | LN | _D | _50 | 87 | 10 | 21
4000012 | 4000012 | 2532.8565 | 1519.7139 | Industrial Advanced | 0.6 | 70.547 | 639889880610 | HD302408N4 | WHD 610x810x210mm | 1 | 1595.6996 | Catalog Stocked Product | YES | LS | _A | _02 | 15 | 7E | 14
4000014 | 4000014 | 3284.1531 | 1970.4919 | Industrial Advanced | 0.6 | 100.309 | 639889880627 | HD303012N4 | WHD 760x810x300mm | 1 | 2069.0165 | Catalog Non-Stocked Product | NO | LN | _A | _02 | 15 | 7E | 14
4000021 | 4000021 | 1854.6306 | 1112.7784 | Industrial Advanced | 0.6 | 9.48 | 639889906891 | HD090808H4 | 3 DEGREE SLOPE | 1 | 1168.4173 | Catalog Stocked Product | YES | LS | _A | _02 | 15 | 3E | 14
4000022 | 4000022 | 2007.7098 | 1204.6259 | Industrial Advanced | 0.6 | 17.637 | 639889906907 | HD111210H4 | 3 DEGREE SLOPE | 1 | 1264.8572 | Catalog Non-Stocked Product | NO | LN | _A | _02 | 15 | 3E | 14
4000031 | 4000031 | 2234.1954 | 1340.5172 | Industrial Advanced | 0.6 | 37.478 | 639889906914 | HD091808H4 | NO SLOPE | 1 | 1407.5431 | Catalog Stocked Product | YES | L8 | _A | _02 | 15 | 3E | 14
4000032 | 4000032 | 2417.3757 | 1450.4254 | Industrial Advanced | 0.6 | 88.183 | 639889906921 | HD092808H4 | NO SLOPE | 1 | 1522.9467 | Catalog Non-Stocked Product | NO | LN | _A | _02 | 15 | 3E | 14
4000062 | 4000062 | 4366.2261 | 2619.7357 | Industrial Advanced | 0.6 | 73.192 | 639889880726 | HD COMPACT CABINET PDS ABOVE | WHD 810x846x266mm | 1 | 2750.7224 | Catalog Non-Stocked Product | NO | LN | _A | _02 | 15 | 1E | 14
4000064 | 4000064 | 5398.9512 | 3239.3707 | Industrial Advanced | 0.6 | 119.489 | 639889880733 | HD COMPACT CABINET PDS BELOW | WHD 810x888x496mm | 1 | 3401.3393 | Catalog Non-Stocked Product | NO | LN | _A | _02 | 15 | 1E | 14
4000065 | 4000065 | 207.4626 | 124.4776 | Industrial Advanced | 0.6 | 0.529 | 639889880818 | HD T-HANDLE |  | 1 | 130.7014 | Catalog Stocked Product | YES | LS | _A | _10 | 88 | 1E | 14
4000066 | 4000066 | 1906.4403 | 1143.8642 | Industrial Advanced | 0.6 | 18.959 | 639889880740 | HD CONNECTION KIT PDS 3 GRAD |  | 1 | 1201.0574 | Catalog Non-Stocked Product | NO | LN | _A | _10 | 88 | 1E | 14
4000068 | 4000068 | 1658.6937 | 995.2162 | Industrial Advanced | 0.6 | 5.622 | 639889880795 | HD FLAP |  | 1 | 1044.977 | Catalog Non-Stocked Product | NO | LN | _A | _10 | 88 | 1E | 14
4000072 | 4000072 | 993.7839 | 596.2703 | Industrial Advanced | 0.6 | 10.141 | 639889880825 | HD KEYBOARD SUPPORT |  | 1 | 626.0839 | Catalog Non-Stocked Product | NO | LN | _A | _10 | 88 | 1E | 14
4000073 | 4000073 | 1900.3977 | 1140.2386 | Industrial Advanced | 0.6 | 29.938 | 639889903012 | HD COMPACT ENCLOSURE F. EXTINGUISHER | WHD 300x650x210mm | 1 | 1197.2506 | Catalog Non-Stocked Product | NO | LN | _A | _02 | 15 | 3E | 14
4000075 | 4000075 | 2853.2262 | 1711.9357 | Industrial Advanced | 0.6 | 48.501 | 639889880832 | HD COMPACT F. EXTINGUISHER | BHT: 390 x 840 x 300mm | 1 | 1797.5325 | Catalog Stocked Product | YES | L8 | _A | _02 | 15 | 1E | 14
4000080 | 4000080 | 2155.5297 | 1293.3178 | Industrial Advanced | 0.6 | 7.716 | 639889880801 | HD VIEWING WINDOW WxH 519x437 | visible surface 410x320 mm | 1 | 1357.9837 | Catalog Non-Stocked Product | NO | LN | _A | _10 | 88 | 1E | 14
4000100 | 4000100 | 98.2258 | 58.9355 | Industrial Advanced | 0.6 | 0.866 | 639889862227 | HD WALL SPACER BRACKET - 50MM | 304 S/S | 1 | 61.8823 | Catalog Stocked Product | YES | LS | _A | _10 | 88 | 1E | 14
4000130 | 4000130 | 201.6438 | 151.2328 | Spare Parts | 0.75 | 0.783 | 639889884557 | HD HINGE KIT STAINLESS STEEL | 1 EA KIT CONTAINS 2 HINGES | 1 | 127.0356 | Non-Stocked Spare Part Product | NO | SP | _E | _52 | 11 | 4E | SP
4000185 | 4000185 | 2634.9093 | 1580.9456 | Industrial Advanced | 0.6 | 74.956 | 639889897526 | HD SW 1800H500D |  | 1 | 1659.9929 | Catalog Non-Stocked Product | NO | LN | _A | _10 | 88 | 1E | 14
4000240 | 4000240 | 582.4395 | 349.4637 | Industrial Advanced | 0.6 | 1.29 | 639889874565 | HD LEVELING FT M12, 122-175MM, 304SS | WITHOUT BASE MOUNTING, PU=4 pc(s) | 4 | 366.9369 | Catalog Stocked Product | YES | L8 | _A | _10 | 88 | 1E | 14
4000250 | 4000250 | 637.2705 | 382.3623 | Industrial Advanced | 0.6 | 1.378 | 639889874572 | HD LEVELING FT M12, 122-175MM, 304SS | WITH BASE MOUNTING, PU=4 pc(s) | 4 | 401.4804 | Catalog Stocked Product | YES | L8 | _A | _10 | 88 | 1E | 14
4000285 | 4000285 | 9847.6476 | 5908.5886 | Industrial Advanced | 0.6 | 328.483 | 639889897557 | HD 1800H1200W500D |  | 1 | 6204.018 | Catalog Non-Stocked Product | NO | LN | _A | _02 | 15 | 1E | 14
4000485 | 4000485 | 6915.8676 | 4149.5206 | Industrial Advanced | 0.6 | 152.116 | 639889897588 | HD 1800H400W500D |  | 1 | 4356.9966 | Catalog Non-Stocked Product | NO | LN | _A | _02 | 15 | 3E | 14
4000505 | 4000505 | 716.7195 | 430.0317 | Industrial Advanced | 0.6 | 11.464 | 639889897304 | SW HD ANGLED ROOF 500D |  | 1 | 451.5333 | Catalog Stocked Product | YES | LS | _A | _10 | 88 | 1E | 14
4000508 | 4000508 | 278.8548 | 167.3129 | Industrial Advanced | 0.6 | 13.228 | 639889897472 | MOUNTING PLATE INFILL 106MM |  | 1 | 175.6785 | Catalog Non-Stocked Product | NO | LN | _A | _10 | 88 | 1E | 14
4000525 | 4000525 | 2400.5907 | 1440.3544 | Industrial Advanced | 0.6 | 44.092 | 639889897366 | HD ANGLED ROOF 1200W500D |  | 1 | 1512.3721 | Catalog Non-Stocked Product | NO | LN | _A | _10 | 88 | 1E | 14
4000545 | 4000545 | 2797.3881 | 1678.4329 | Industrial Advanced | 0.6 | 35.273 | 639889897397 | HD ANGLED ROOF 400W500D |  | 1 | 1762.3545 | Catalog Non-Stocked Product | NO | LN | _A | _10 | 88 | 3E | 14
4000565 | 4000565 | 2117.5956 | 1270.5574 | Industrial Advanced | 0.6 | 22.046 | 639889897427 | HD ANGLED ROOF 600W500D |  | 1 | 1334.0852 | Catalog Stocked Product | YES | L8 | _A | _10 | 88 | 1E | 14
4000585 | 4000585 | 2211.0321 | 1326.6193 | Industrial Advanced | 0.6 | 27.557 | 639889897458 | HD ANGLED ROOF 800W500D |  | 1 | 1392.9502 | Catalog Stocked Product | YES | L8 | _A | _10 | 88 | 1E | 14
4000685 | 4000685 | 6652.7907 | 3991.6744 | Industrial Advanced | 0.6 | 169.202 | 639889897618 | HD 1800H600W500D |  | 1 | 4191.2581 | Catalog Stocked Product | YES | L8 | _A | _02 | 15 | 1E | 14
4000785 | 4000785 | 1806.1779 | 1083.7067 | Industrial Advanced | 0.6 | 27.557 | 639889897496 | HD BAYING FRAME 1800H500D | for H x D = 1800 x 500 mm | 1 | 1137.8921 | Catalog Stocked Product | YES | L8 | _A | _10 | 88 | 1E | 14
4000885 | 4000885 | 7140.8985 | 4284.5391 | Industrial Advanced | 0.6 | 214.947 | 639889897649 | HD 1800H800W500D |  | 1 | 4498.7661 | Catalog Stocked Product | YES | L8 | _A | _02 | 15 | 3E | 14
4050000 | 4050000 | 4391.7393 | 2635.0436 | Industrial Advanced | 0.6 | 268.959 | 639889897670 | AS STORAGE-TRANSPORT STILLAGE | KIESLING P/N = LUT 1000 | 1 | 2766.7958 | Catalog Non-Stocked Product | NO | LN | _F | _63 | 21 | 10 | 14
4050005 | 4050005 | 21234.9273 | 12740.9564 | Industrial Advanced | 0.6 | 429.894 | 639889930322 | AS SMART LIFTER F/ ENCLOSURES |  | 1 | 13378.0042 | Catalog Stocked Product | YES | L8 | _F | _63 | 21 | 10 | 14
4050030 | 4050030 | 1672.5693 | 1003.5416 | Industrial Advanced | 0.6 | 3.307 | 639889898899 | AS MOUNTING DEVICE FOR TOOLS | KIESLING P/N = ER 25 | 1 | 1053.7187 | Catalog Non-Stocked Product | NO | LN | _F | _64 | 31 | 10 | 14
4050035 | 4050035 | 4270.6635 | 2562.3981 | Industrial Advanced | 0.6 | 11.023 | 639889931497 | AS HEIGHT EXTENSION TO 1700mm BC1008 HS |  | 1 | 2690.518 | Catalog Non-Stocked Product | NO | LN | _F | _61 | 01 | 10 | 14
4050041 | 4050041 | 9030.1062 | 5418.0637 | Industrial Advanced | 0.6 | 48.501 | 639889898905 | AS PERFORMANCE PKG. F- BC1001 | 12 PCS. BRUSHES AND 10 PP MILL | 1 | 5688.9669 | Catalog Non-Stocked Product | NO | LN | _F | _64 | 31 | 10 | 14
4050042 | 4050042 | 8311.0368 | 4986.6221 | Industrial Advanced | 0.6 | 63.051 | 639889898912 | AS PERFORMANCE PKG. F- BC1007 | 22 PCS. BRUSHES AND 10 PP MILL | 1 | 5235.9532 | Catalog Non-Stocked Product | NO | LN | _F | _64 | 31 | 10 | 14
4050044 | 4050044 | 9030.1062 | 5418.0637 | Industrial Advanced | 0.6 | 59.524 | 639889898929 | AS PERFORMANCE PKG. F- BC1008 | 24 PCS. BRUSHES AND 10 PP MILL | 1 | 5688.9669 | Catalog Non-Stocked Product | NO | LN | _F | _64 | 31 | 10 | 14
4050055 | 4050055 | 1157.7174 | 694.6304 | Industrial Advanced | 0.6 | 5.511 | 639889908017 | AS ADJUSTABLE MOUNTING DEVICE | KIESLING P/N = US 5024 | 1 | 729.362 | Catalog Non-Stocked Product | NO | LN | _F | _64 | 31 | 10 | 14
4050056 | 4050056 | 329.7693 | 197.8616 | Industrial Advanced | 0.6 | 2.205 | 639889908079 | AS MILL EXTENTION W- COLLET | KIESLING P/N = FRX-16mm | 1 | 207.7547 | Catalog Non-Stocked Product | NO | LN | _F | _64 | 31 | 10 | 14
4050060 | 4050060 | 11363.3331 | 6817.9999 | Industrial Advanced | 0.6 | 55.115 | 639889931503 | AS MULTIPLE FASTENING F. BC1001 |  | 1 | 7158.8999 | Catalog Non-Stocked Product | NO | LN | _F | _64 | 31 | 10 | 14
4050061 | 4050061 | 14090.5599 | 8454.3359 | Industrial Advanced | 0.6 | 55.115 | 639889931510 | AS MULTIPLE FASTENING F. BC1007-2007 |  | 1 | 8877.0527 | Catalog Non-Stocked Product | NO | LN | _F | _64 | 31 | 10 | 14
4050062 | 4050062 | 14317.9407 | 8590.7644 | Industrial Advanced | 0.6 | 55.115 | 639889931527 | AS MULTI FASTENING F. BC1008 |  | 1 | 9020.3026 | Catalog Non-Stocked Product | NO | LN | _F | _64 | 31 | 10 | 14
4050080 | 4050080 | 12727.0584 | 7636.235 | Industrial Advanced | 0.6 | 55.115 | 639889931534 | AS MULTIPLE FASTENING F. BC1008 |  | 1 | 8018.0468 | Catalog Non-Stocked Product | NO | LN | _F | _64 | 31 | 10 | 14
4050081 | 4050081 | 18090.4254 | 10854.2552 | Industrial Advanced | 0.6 | 55.115 | 639889931541 | AS MULTIPLE FASTENING F. BC1008 |  | 1 | 11396.968 | Catalog Non-Stocked Product | NO | LN | _F | _64 | 31 | 10 | 14
4050130 | 4050130 | 3439.4703 | 2063.6822 | Industrial Advanced | 0.6 | 44.092 | 639889902138 | AS MULTI FUNCTIONAL TABLE |  | 1 | 2166.8663 | Catalog Non-Stocked Product | NO | LN | _F | _63 | 21 | 10 | 14
4050150 | 4050150 | 7263.2052 | 4357.9231 | Industrial Advanced | 0.6 | 304.233 | 639889897687 | AS ASSEMBLEX ASSEMBLY FRAME MT 150 MN | KIESLING PN MT 150 MN | 1 | 4575.8193 | Catalog Non-Stocked Product | NO | LN | _F | _63 | 21 | 10 | 14
4050200 | 4050200 | 9223.4694 | 5534.0816 | Industrial Advanced | 0.6 | 326.279 | 639889897694 | AS ASSEMBLEX ASSEMBLY FRAME MT 200 EN | KIESLING PN MT 200 EN | 1 | 5810.7857 | Catalog Non-Stocked Product | NO | LN | _F | _63 | 21 | 10 | 14
4050210 | 4050210 | 637.1586 | 382.2952 | Industrial Advanced | 0.6 | 26.62 | 639889897700 | AS EXTENSION ASSEMBLY FRAME F. ASSEMBLEX | KIESLING P/N = MTV-2T | 2 | 401.4099 | Catalog Stocked Product | YES | L8 | _F | _64 | 31 | 10 | 14
4050211 | 4050211 | 319.3626 | 191.6176 | Industrial Advanced | 0.6 | 5.355 | 639889897717 | AS CLAMPING-SET F. ASSEMBLEX | KIESLING P/N = SPU-AE | 1 | 201.1984 | Catalog Non-Stocked Product | NO | LN | _F | _64 | 31 | 10 | 14
4050212 | 4050212 | 202.4271 | 121.4563 | Industrial Advanced | 0.6 | 0.754 | 639889897724 | AS WIRE GUIDE F. ASSEMBLEX | Option for Assemblex, SPO-1 | 1 | 127.5291 | Catalog Non-Stocked Product | NO | LN | _F | _64 | 31 | 10 | 14
4050213 | 4050213 | 235.2138 | 141.1283 | Industrial Advanced | 0.6 | 1.409 | 639889897731 | AS CLAMPING UNIT TOP F. ASSEMBLEX | KIESLING P/N = SPO-1 | 1 | 148.1847 | Catalog Non-Stocked Product | NO | LN | _F | _64 | 31 | 10 | 14
4050214 | 4050214 | 166.5072 | 99.9043 | Industrial Advanced | 0.6 | 1.186 | 639889897748 | AS CLAMPING UNIT BOTTOM F. ASSEMBLEX | KIESLING P/N = SPU-1 | 1 | 104.8995 | Catalog Non-Stocked Product | NO | LN | _F | _64 | 31 | 10 | 14
4050216 | 4050216 | 244.9491 | 146.9695 | Industrial Advanced | 0.6 | 2.306 | 639889897755 | AS WIRE SPOOL HOLDER F. ASSEMBLEX | Option for Assemblex, | 1 | 154.3179 | Catalog Non-Stocked Product | NO | LN | _F | _64 | 31 | 10 | 14
4050217 | 4050217 | 734.064 | 440.4384 | Industrial Advanced | 0.6 | 8.197 | 639889897762 | AS SPARE BATTERY F. ASSEMBLEX | . | 1 | 462.4603 | Catalog Non-Stocked Product | NO | LN | _F | _64 | 31 | 10 | 14
4050218 | 4050218 | 84.8426 | 50.9055 | Industrial Advanced | 0.6 | 0.306 | 639889897779 | AS SPINDLE DRIVER ADAPTER F. ASSEMBLEX | . | 1 | 53.4508 | Catalog Non-Stocked Product | NO | LN | _F | _64 | 31 | 10 | 14
4050219 | 4050219 | 143.6796 | 86.2078 | Industrial Advanced | 0.6 | 0.478 | 639889897786 | AS US CONVERTOR FOR ASSEMBLEX TABLES | Option for Assemblex | 1 | 90.5181 | Catalog Stocked Product | YES | L8 | _F | _64 | 31 | 10 | 14
4050220 | 4050220 | 1668.9885 | 1001.3931 | Industrial Advanced | 0.6 | 30.732 | 639889897793 | AS ROLLERS F. PANELS F. ASSEMBLEX | Option for Assemblex | 1 | 1051.4628 | Catalog Non-Stocked Product | NO | LN | _F | _64 | 31 | 10 | 14
4050221 | 4050221 | 1168.236 | 700.9416 | Industrial Advanced | 0.6 | 35.273 | 639889897809 | AS ASSEMBLEX MOUNTING DEVICE F/ AE | FOR AE MOUNTING PANEL | 1 | 735.9887 | Catalog Non-Stocked Product | NO | LN | _F | _64 | 31 | 10 | 14
4050222 | 4050222 | 34.3197 | 20.5918 | Industrial Advanced | 0.6 | 0.11 | 639889897816 | AS US PLUG ADAPTER FOR 4050219 | for USA, Canada, Central and South America, Japan | 1 | 21.6214 | Catalog Stocked Product | YES | L8 | _F | _64 | 31 | 10 | 14
4050300 | 4050300 | 13009.7178 | 7805.8307 | Industrial Advanced | 0.6 | 551.146 | 639889897823 | AS ASSEMBLEX ASSEMBLY FRAME MT 300 ENH | KIESLING PN MT 300 ENH | 1 | 8196.1222 | Catalog Non-Stocked Product | NO | LN | _F | _63 | 21 | 10 | 14
4050305 | 4050305 | 12421.1238 | 7452.6743 | Industrial Advanced | 0.6 | 0 | 639889917507 | AS ASSEMBLY FRAME US; 500KG / 1100LBS |  | 1 | 7825.308 | Catalog Stocked Product | YES | L8 | _F | _63 | 21 | 10 | 14
4050321 | 4050321 | 267.3291 | 200.4968 | Spare Parts | 0.75 | 0.134 | 639889917514 | AS COVER SLIDE PERFOREX LC |  | 1 | 168.4173 | Catalog Non-Stocked Product | NO | LN | _E | _52 | 15 | 40 | SP
4050322 | 4050322 | 133.7205 | 100.2904 | Spare Parts | 0.75 | 0.026 | 639889917521 | AS GAS JET TIP PERFOREX LC |  | 1 | 84.2439 | Catalog Non-Stocked Product | NO | LN | _E | _52 | 15 | 40 | SP
4050324 | 4050324 | 175.2354 | 131.4265 | Spare Parts | 0.75 | 1.455 | 639889917538 | AS LUBRICANT CARTRIDGE PERFOREX LC | 380 ml | 1 | 110.3983 | Catalog Non-Stocked Product | NO | LN | _E | _52 | 15 | 40 | SP
4050326 | 4050326 | 25007.7477 | 18755.8108 | Spare Parts | 0.75 | 128.968 | 639889930339 | AS STAR FILTER KIT PERFOREX LC | SET FOR EXHAUSTER FILTER EQUIPMENT PERFOREX LC | 1 | 15754.8811 | Non-Stocked Spare Part Product | NO | SP | _E | _52 | 15 | 40 | SP
4050327 | 4050327 | 175.9068 | 131.9301 | Spare Parts | 0.75 | 0.254 | 639889917552 | AS CLEANING WIPES PERFOREX LC |  | 1 | 110.8213 | Catalog Non-Stocked Product | NO | LN | _E | _52 | 15 | 40 | SP
4050328 | 4050328 | 369.7176 | 277.2882 | Spare Parts | 0.75 | 0.357 | 639889917569 | AS CLEANING SPRAY PERFOREX LC |  | 1 | 232.9221 | Catalog Non-Stocked Product | NO | LN | _E | _52 | 15 | 40 | SP
4050435 | 4050435 | 2709.5466 | 1625.728 | Industrial Advanced | 0.6 | 34.017 | 639889917576 | AS WIRING DUCT CUTTER MANUALLY OPERATED | USED FOR CUTTING WIRING DUCT AND COVERS | 1 | 1707.0144 | Catalog Non-Stocked Product | NO | LN | _F | _63 | 21 | 10 | 14
4050437 | 4050437 | 3072.1026 | 1843.2616 | Industrial Advanced | 0.6 | 35.604 | 639889930346 | AS SUPPORT RAIL CUTTER MC3 |  | 1 | 1935.4246 | Catalog Non-Stocked Product | NO | LN | _F | _63 | 21 | 10 | 14
4050451 | 4050451 | 6709.7478 | 4025.8487 | Industrial Advanced | 0.6 | 19.974 | 639889898080 | AS STRIPPING MACHINE S22 | 0.05-6MM2/3-20MM | 1 | 4227.1411 | Catalog Non-Stocked Product | NO | LN | _F | _61 | 06 | 10 | 14
4050452 | 4050452 | 33340.605 | 20004.363 | Industrial Advanced | 0.6 | 76.433 | 639889898097 | AS STRIPPER L8-CRIMPER F. LOOSE FERRULES | CRIMPING RANGE 0.5-2.5MM2 CRIMPING LENGTH 8MM | 1 | 21004.5812 | Catalog Non-Stocked Product | NO | LN | _F | _61 | 06 | 10 | 14
4050454 | 4050454 | 17576.6925 | 10546.0155 | Industrial Advanced | 0.6 | 35.273 | 639889898998 | AS CRIMPER R8 F.REEL FERRULES, ELECTRIC | 0.5-2.5MM², CRIMP l.8MM, FERRULES ON REEL | 1 | 11073.3163 | Catalog Non-Stocked Product | NO | LN | _F | _61 | 06 | 10 | 14
4050455 | 4050455 | 17637.1185 | 10582.2711 | Industrial Advanced | 0.6 | 45.723 | 639889906426 | AS CUTTING MACHINE C8+ | MULTICORE CONDUCTOR 0.08-10MM2 / SINGLE CORE CONDUCTOR 0.08-2.5MM2 | 1 | 11111.3847 | Catalog Non-Stocked Product | NO | LN | _F | _61 | 06 | 10 | 14
4050456 | 4050456 | 37843.5729 | 22706.1437 | Industrial Advanced | 0.6 | 55.996 | 639889906433 | AS STRIPPER RC-CRIMPER F. 5 REELS | CAPACITY UP TO 5 REELS; CRIMPING RANGE 0.5-2.5MM2 CRIMPING LENGTH 8 A | 1 | 23841.4509 | Catalog Non-Stocked Product | NO | LN | _F | _61 | 06 | 10 | 14
4050463 | 4050463 | 821.6817 | 493.009 | Industrial Advanced | 0.6 | 9.281 | 639889898110 | AS WIRE-UNWINDER | FOR REELS UP TO AN OUTSIDE DIAMETER OF 300MM | 1 | 517.6595 | Catalog Non-Stocked Product | NO | LN | _F | _64 | 31 | 10 | 14
4050464 | 4050464 | 632.235 | 379.341 | Industrial Advanced | 0.6 | 0.22 | 639889898127 | AS REPLACEM. F. V-STRIPPING-KNIFE | FOR STRIPPING MACHINE | 1 | 398.3081 | Catalog Non-Stocked Product | NO | LN | _E | _52 | 15 | 40 | 14
4050465 | 4050465 | 1174.6143 | 704.7686 | Industrial Advanced | 0.6 | 0.22 | 639889898134 | AS REPLACEM. F. V-STRIPPING-KNIFE | FOR CUTTING MACHINE | 1 | 740.007 | Catalog Non-Stocked Product | NO | LN | _E | _52 | 15 | 40 | 14
4050466 | 4050466 | 352.0374 | 211.2224 | Industrial Advanced | 0.6 | 0.22 | 639889898141 | AS REPLACMENT F.STRIPPING-KNIFE | FOR STRIPPER-CRIMPER (LOOSE FERRULES AND FERRULES ON REEL) | 1 | 221.7836 | Catalog Non-Stocked Product | NO | LN | _E | _52 | 15 | 40 | 14
4050467 | 4050467 | 3255.7305 | 1953.4383 | Industrial Advanced | 0.6 | 2.866 | 639889898158 | AS VIBRATION CONVEYOR 0.5 -1.0 MM2 | FOR STRIPPER-CRIMPER (LOOSE FERRULES) | 1 | 2051.1102 | Catalog Stocked Product | YES | L8 | _E | _52 | 15 | 40 | 14
4050468 | 4050468 | 3255.7305 | 1953.4383 | Industrial Advanced | 0.6 | 2.866 | 639889898165 | AS VIBRATION CONVEYOR 1.5 -2.5 MM2 | FOR STRIPPER-CRIMPER (LOOSE FERRULES) | 1 | 2051.1102 | Catalog Stocked Product | YES | L8 | _E | _52 | 15 | 40 | 14
4050620 | 4050620 | 700.7178 | 420.4307 | Industrial Advanced | 0.6 | 0.068 | 639889922037 | AS PERFORMANCE+ MILLING CUTTER, 6 MM |  | 5 | 441.4522 | Catalog Stocked Product | YES | L8 | _F | _64 | 31 | 10 | 14
4050651 | 4050651 | 799.9731 | 599.9798 | Spare Parts | 0.75 | 0.798 | 639889917583 | AS X-AXIS PINION GEAR | KIESLING P/N = ZRS 4120 | 1 | 503.9831 | Catalog Non-Stocked Product | NO | LN | _E | _52 | 15 | 40 | SP
4050652 | 4050652 | 602.5815 | 451.9361 | Spare Parts | 0.75 | 0.75 | 639889917590 | AS Y-AXIS PINION GEAR | KIESLING P/N = ZRS 4104 | 1 | 379.6263 | Catalog Non-Stocked Product | NO | LN | _E | _52 | 15 | 40 | SP
4050659 | 4050659 | 747.9396 | 560.9547 | Spare Parts | 0.75 | 1.226 | 639889917606 | AS GUIDE CARRIAGE | KIESLING P/N = FBX 4028 | 1 | 471.2019 | Catalog Non-Stocked Product | NO | LN | _E | _52 | 15 | 40 | SP
4050661 | 4050661 | 210.372 | 126.2232 | Industrial Advanced | 0.6 | 1.102 | 639889930353 | AS Numbering Kit 1-21 BC |  | 1 | 132.5344 | Catalog Non-Stocked Product | NO | LN | _F | _64 | 31 | 10 | 14
4050662 | 4050662 | 270.798 | 162.4788 | Industrial Advanced | 0.6 | 3.307 | 639889931558 | AS GREASE GUN W/ 1 CARTRIDGE |  | 1 | 170.6027 | Catalog Non-Stocked Product | NO | LN | _F | _64 | 31 | 10 | 14
4050663 | 4050663 | 84.9433 | 50.966 | Industrial Advanced | 0.6 | 0.966 | 639889931565 | AS GREASE CARTRIDGE 400g |  | 3 | 53.5143 | Catalog Non-Stocked Product | NO | LN | _F | _64 | 31 | 10 | 14
4050722 | 4050722 | 54.6296 | 32.7777 | Industrial Advanced | 0.6 | 0.194 | 639889930360 | AS DEBURRING BLADE |  | 1 | 34.4166 | Catalog Non-Stocked Product | NO | LN | _F | _63 | 21 | 10 | 14
4050723 | 4050723 | 133.3848 | 80.0309 | Industrial Advanced | 0.6 | 0.007 | 639889930377 | AS STEEL BLADE |  | 10 | 84.0324 | Catalog Non-Stocked Product | NO | LN | _F | _64 | 31 | 10 | 14
4050730 | 4050730 | 10.7536 | 6.4522 | Industrial Advanced | 0.6 | 0.002 | 639889898172 | AS FERRULES 0.5 MM2, LENGTH 8MM | WHITE FOR STRIPPER-CRIMPER (LOOSE FERRULES) | 500 | 6.7748 | Catalog Non-Stocked Product | NO | LN | _F | _64 | 31 | 10 | 14
4050731 | 4050731 | 11.4809 | 6.8886 | Industrial Advanced | 0.6 | 0.002 | 639889898189 | AS FERRULES 0.75 MM2, LENGTH 8MM | GREY FOR STRIPPER-CRIMPER (LOOSE FERRULES) | 500 | 7.233 | Catalog Non-Stocked Product | NO | LN | _F | _64 | 31 | 10 | 14
4050732 | 4050732 | 11.839 | 7.1034 | Industrial Advanced | 0.6 | 0.002 | 639889898196 | AS FERRULES 1.0 MM2, LENGTH 8MM | RED FOR STRIPPER-CRIMPER (LOOSE FERRULES) | 500 | 7.4586 | Catalog Non-Stocked Product | NO | LN | _F | _64 | 31 | 10 | 14
4050733 | 4050733 | 12.8125 | 7.6875 | Industrial Advanced | 0.6 | 0.002 | 639889898202 | AS FERRULES 1.5 MM2, LENGTH 8MM | BLACK FOR STRIPPER-CRIMPER (LOOSE FERRULES) | 500 | 8.0719 | Catalog Non-Stocked Product | NO | LN | _F | _64 | 31 | 10 | 14
4050734 | 4050734 | 13.5399 | 8.1239 | Industrial Advanced | 0.6 | 0.002 | 639889898219 | AS FERRULES 2.5 MM2, LENGTH 8MM | BLUE FOR STRIPPER-CRIMPER (LOOSE FERRULES) | 500 | 8.5301 | Catalog Non-Stocked Product | NO | LN | _F | _64 | 31 | 10 | 14
4050735 | 4050735 | 23.8123 | 14.2874 | Industrial Advanced | 0.6 | 0.002 | 639889899117 | AS FERRULES 4 MM2, LENGTH 10MM | LIGHT GREY FOR STRIPPER-CRIMPER (LOOSE FERRULES) | 500 | 15.0018 | Catalog Non-Stocked Product | NO | LN | _F | _64 | 31 | 10 | 14
4050736 | 4050736 | 7.3742 | 4.4245 | Industrial Advanced | 0.6 | 0.002 | 639889899124 | AS FERRULES 6 MM2, LENGTH 12MM | YELLOW FOR STRIPPER-CRIMPER (LOOSE FERRULES) | 100 | 4.6458 | Catalog Non-Stocked Product | NO | LN | _F | _64 | 31 | 10 | 14
4050737 | 4050737 | 63.2011 | 37.9207 | Industrial Advanced | 0.6 | 0 | 639889899131 | AS FERRULES 0.5 MM2, LENGTH 12MM 10X100 | WHITE | 1000 | 39.8167 | Catalog Non-Stocked Product | NO | LN | _F | _64 | 31 | 10 | 14
4050738 | 4050738 | 65.3832 | 39.2299 | Industrial Advanced | 0.6 | 0.002 | 639889899148 | AS FERRULES 0.75 MM2, LENGTH 12MM 10X100 | GREY | 1000 | 41.1914 | Catalog Non-Stocked Product | NO | LN | _F | _64 | 31 | 10 | 14
4050739 | 4050739 | 67.554 | 40.5324 | Industrial Advanced | 0.6 | 0.002 | 639889899155 | AS FERRULES 1.0 MM2, LENGTH 12 MM 10X100 | RED | 1000 | 42.559 | Catalog Non-Stocked Product | NO | LN | _F | _64 | 31 | 10 | 14
4050740 | 4050740 | 72.6343 | 43.5806 | Industrial Advanced | 0.6 | 0.002 | 639889899162 | AS FERRULES 1.5 MM2, LENGTH 12MM 10X100 | BLACK | 1000 | 45.7596 | Catalog Non-Stocked Product | NO | LN | _F | _64 | 31 | 10 | 14
4050741 | 4050741 | 76.741 | 46.0446 | Industrial Advanced | 0.6 | 0.013 | 639889899179 | AS FERRULES 2.5 MM2, LENGTH 12MM 10X100 | BLUE | 1000 | 48.3468 | Catalog Non-Stocked Product | NO | LN | _F | _64 | 31 | 10 | 14
4050742 | 4050742 | 18.7321 | 11.2392 | Industrial Advanced | 0.6 | 0.002 | 639889899186 | AS FERRULES 0.5 MM2, LENGTH 8MM AWG | WHITE | 500 | 11.8012 | Catalog Non-Stocked Product | NO | LN | _F | _64 | 31 | 10 | 14
4050743 | 4050743 | 20.0637 | 12.0382 | Industrial Advanced | 0.6 | 0.002 | 639889899193 | AS FERRULES 0.75 MM2, LENGTH 8MM AWG | GREY | 500 | 12.6401 | Catalog Non-Stocked Product | NO | LN | _F | _64 | 31 | 10 | 14
4050744 | 4050744 | 21.8765 | 13.1259 | Industrial Advanced | 0.6 | 0.002 | 639889899209 | AS FERRULES 1.0 MM2, LENGTH 8MM AWG | RED | 500 | 13.7822 | Catalog Non-Stocked Product | NO | LN | _F | _64 | 31 | 10 | 14
4050745 | 4050745 | 23.2081 | 13.9248 | Industrial Advanced | 0.6 | 0.002 | 639889899216 | AS FERRULES 1.5 MM2, LENGTH 8MM AWG | BLACK | 500 | 14.6211 | Catalog Non-Stocked Product | NO | LN | _F | _64 | 31 | 10 | 14
4050746 | 4050746 | 148.4913 | 89.0948 | Industrial Advanced | 0.6 | 0 | 639889898226 | AS FERRULES REEL 0.5 MM2, LENGTH 8MM | WHITE FOR STRIPPER-CRIMPER (FERRULES ON REEL) | 5000 | 93.5495 | Catalog Non-Stocked Product | NO | LN | _F | _64 | 31 | 10 | 14
4050747 | 4050747 | 148.4913 | 89.0948 | Industrial Advanced | 0.6 | 0 | 639889898233 | AS FERRULES REEL 0.75 MM2, LENGTH 8MM | GREY FOR STRIPPER-CRIMPER (FERRULES ON REEL) | 5000 | 93.5495 | Catalog Stocked Product | YES | L8 | _F | _64 | 31 | 10 | 14
4050748 | 4050748 | 148.4913 | 89.0948 | Industrial Advanced | 0.6 | 0 | 639889898240 | AS FERRULES REEL 1.0 MM2, LENGTH 8MM | RED FOR STRIPPER-CRIMPER (FERRULES ON REEL) | 5000 | 93.5495 | Catalog Stocked Product | YES | L8 | _F | _64 | 31 | 10 | 14
4050749 | 4050749 | 148.4913 | 89.0948 | Industrial Advanced | 0.6 | 0.002 | 639889898257 | AS FERRULES REEL 1.5 MM2, LENGTH 8MM | BLACK FOR STRIPPER-CRIMPER (FERRULES ON REEL) | 5000 | 93.5495 | Catalog Stocked Product | YES | L8 | _F | _64 | 31 | 10 | 14
4050750 | 4050750 | 105.3874 | 63.2325 | Industrial Advanced | 0.6 | 0.002 | 639889898264 | AS FERRULES REEL 2.5 MM2, LENGTH 8MM | BLUE FOR STRIPPER-CRIMPER (FERRULES ON REEL) | 3000 | 66.3941 | Catalog Stocked Product | YES | L8 | _F | _64 | 31 | 10 | 14
4050752 | 4050752 | 20.9029 | 12.5418 | Industrial Advanced | 0.6 | 0.002 | 639889902145 | AS FERRULES 0.14 MM2, LENGTH 8MM |  | 500 | 13.1688 | Catalog Non-Stocked Product | NO | LN | _F | _64 | 31 | 10 | 14
4050754 | 4050754 | 18.9782 | 11.3869 | Industrial Advanced | 0.6 | 0.002 | 639889902152 | AS FERRULES 0.25 MM2, LENGTH 8MM |  | 500 | 11.9563 | Catalog Non-Stocked Product | NO | LN | _F | _64 | 31 | 10 | 14
4050757 | 4050757 | 18.9782 | 11.3869 | Industrial Advanced | 0.6 | 0.002 | 639889902169 | AS FERRULES 0.34 MM2, LENGTH 8MM |  | 500 | 11.9563 | Catalog Non-Stocked Product | NO | LN | _F | _64 | 31 | 10 | 14
4050760 | 4050760 | 8.3366 | 5.0019 | Industrial Advanced | 0.6 | 0 | 639889902176 | AS FERRULES 0.5 MM2, LENGTH 8MM |  | 500 | 5.252 | Catalog Non-Stocked Product | NO | LN | _F | _64 | 31 | 10 | 14
4050761 | 4050761 | 17.4004 | 10.4403 | Industrial Advanced | 0.6 | 0.002 | 639889902183 | AS FERRULES 0.5 MM2, LENGTH 10MM |  | 500 | 10.9623 | Catalog Non-Stocked Product | NO | LN | _F | _64 | 31 | 10 | 14
4050764 | 4050764 | 8.3366 | 5.0019 | Industrial Advanced | 0.6 | 0.002 | 639889902190 | AS FERRULES 0.75 MM2, LENGTH 8MM |  | 500 | 5.252 | Catalog Non-Stocked Product | NO | LN | _F | _64 | 31 | 10 | 14
4050766 | 4050766 | 17.4004 | 10.4403 | Industrial Advanced | 0.6 | 0.002 | 639889902206 | AS FERRULES 0.75 MM2, LENGTH 10MM |  | 500 | 10.9623 | Catalog Non-Stocked Product | NO | LN | _F | _64 | 31 | 10 | 14
4050769 | 4050769 | 8.3366 | 5.0019 | Industrial Advanced | 0.6 | 0.002 | 639889902213 | AS FERRULES 1.0 MM2, LENGTH 8MM |  | 500 | 5.252 | Catalog Non-Stocked Product | NO | LN | _F | _64 | 31 | 10 | 14
4050770 | 4050770 | 17.4004 | 10.4403 | Industrial Advanced | 0.6 | 0.002 | 639889902220 | AS FERRULES 1.0 MM2, LENGTH 10MM |  | 500 | 10.9623 | Catalog Non-Stocked Product | NO | LN | _F | _64 | 31 | 10 | 14
4050773 | 4050773 | 8.3366 | 5.0019 | Industrial Advanced | 0.6 | 0.002 | 639889902237 | AS FERRULES 1.5 MM2, LENGTH 8MM |  | 500 | 5.252 | Catalog Non-Stocked Product | NO | LN | _F | _64 | 31 | 10 | 14
4050774 | 4050774 | 17.4004 | 10.4403 | Industrial Advanced | 0.6 | 0.002 | 639889902244 | AS FERRULES 1.5 MM2, LENGTH 10MM |  | 500 | 10.9623 | Catalog Non-Stocked Product | NO | LN | _F | _64 | 31 | 10 | 14
4050779 | 4050779 | 19.6944 | 11.8166 | Industrial Advanced | 0.6 | 0.002 | 639889902251 | AS FERRULES 2.5 MM2, LENGTH 10MM |  | 500 | 12.4075 | Catalog Non-Stocked Product | NO | LN | _F | _64 | 31 | 10 | 14
4050782 | 4050782 | 23.085 | 13.851 | Industrial Advanced | 0.6 | 0.002 | 639889902268 | AS FERRULES 4.0 MM2, LENGTH 8MM |  | 500 | 14.5435 | Catalog Non-Stocked Product | NO | LN | _F | _64 | 31 | 10 | 14
4050783 | 4050783 | 23.085 | 13.851 | Industrial Advanced | 0.6 | 0.002 | 639889902275 | AS FERRULES 4.0 MM2, LENGTH 12MM |  | 500 | 14.5435 | Catalog Non-Stocked Product | NO | LN | _F | _64 | 31 | 10 | 14
4050785 | 4050785 | 5.5614 | 3.3369 | Industrial Advanced | 0.6 | 0.002 | 639889902282 | AS FERRULES 6.0 MM2, LENGTH 12MM |  | 100 | 3.5037 | Catalog Non-Stocked Product | NO | LN | _F | _64 | 31 | 10 | 14
4050801 | 4050801 | 60.0679 | 36.0408 | Industrial Advanced | 0.6 | 0.004 | 639889899278 | AS DORMER A002 DRILL, 2.6MM | BO - Drill A002- 2,6mm | 10 | 37.8428 | Catalog Non-Stocked Product | NO | LN | _F | _64 | 31 | 10 | 14
4050802 | 4050802 | 68.6395 | 41.1837 | Industrial Advanced | 0.6 | 0.007 | 639889899285 | AS DORMER A002 DRILL, 3.3MM | BO - Drill A002- 3,3mm | 10 | 43.2429 | Catalog Stocked Product | YES | L8 | _F | _64 | 31 | 10 | 14
4050803 | 4050803 | 73.7197 | 44.2318 | Industrial Advanced | 0.6 | 0.015 | 639889899292 | AS DORMER A002 DRILL, 4.2MM | BO - Drill A002- 4,2mm | 10 | 46.4434 | Catalog Non-Stocked Product | NO | LN | _F | _64 | 31 | 10 | 14
4050804 | 4050804 | 86.2861 | 51.7717 | Industrial Advanced | 0.6 | 0.024 | 639889899308 | AS DORMER A002 DRILL, 5.0MM | BO - Drill A002- 5,0mm | 10 | 54.3602 | Catalog Non-Stocked Product | NO | LN | _F | _64 | 31 | 10 | 14
4050805 | 4050805 | 113.4666 | 68.08 | Industrial Advanced | 0.6 | 0.035 | 639889899315 | AS DORMER A002 DRILL, 6.0MM | BO - Drill A002- 6,0mm | 10 | 71.484 | Catalog Non-Stocked Product | NO | LN | _F | _64 | 31 | 10 | 14
4050806 | 4050806 | 156.7719 | 94.0631 | Industrial Advanced | 0.6 | 0.051 | 639889899322 | AS DORMER A002 DRILL, 6.8MM | BO - Drill A002- 6,8mm | 10 | 98.7663 | Catalog Non-Stocked Product | NO | LN | _F | _64 | 31 | 10 | 14
4050807 | 4050807 | 214.9599 | 128.9759 | Industrial Advanced | 0.6 | 0.084 | 639889899339 | AS DORMER A002 DRILL, 8.5MM | BO - Drill A002- 8,5mm | 10 | 135.4247 | Catalog Non-Stocked Product | NO | LN | _F | _64 | 31 | 10 | 14
4050808 | 4050808 | 187.992 | 112.7952 | Industrial Advanced | 0.6 | 0.022 | 639889899346 | AS DORMER A022 DRILL, 8.5MM SHORT | BO - Twist Drill A022- 8,5mm short | 5 | 118.435 | Catalog Non-Stocked Product | NO | LN | _F | _64 | 31 | 10 | 14
4050809 | 4050809 | 208.9173 | 125.3504 | Industrial Advanced | 0.6 | 0.022 | 639889899353 | AS DORMER A022 DRILL, 10.5MM | BO - Twist Drill A002- 10,5mm | 5 | 131.6179 | Catalog Non-Stocked Product | NO | LN | _F | _64 | 31 | 10 | 14
4050810 | 4050810 | 282.0999 | 169.2599 | Industrial Advanced | 0.6 | 0.022 | 639889899360 | AS DORMER A022 DRILL, 10.5MM SHORT | BO - Twist Drill A022- 10,5 mm short | 5 | 177.7229 | Catalog Non-Stocked Product | NO | LN | _F | _64 | 31 | 10 | 14
4050811 | 4050811 | 196.7202 | 118.0321 | Industrial Advanced | 0.6 | 0.013 | 639889899377 | AS MACHINE SCREW TAP, M3 | GW - Machine Screw Tap | 3 | 123.9337 | Catalog Non-Stocked Product | NO | LN | _F | _64 | 31 | 10 | 14
4050812 | 4050812 | 170.1999 | 102.1199 | Industrial Advanced | 0.6 | 0.02 | 639889899384 | AS MACHINE SCREW TAP, M4 | GW - Machine Screw Tap | 3 | 107.2259 | Catalog Non-Stocked Product | NO | LN | _F | _64 | 31 | 10 | 14
4050813 | 4050813 | 176.1306 | 105.6784 | Industrial Advanced | 0.6 | 0.033 | 639889899391 | AS MACHINE SCREW TAP, M5 | GW - Machine Screw Tap | 3 | 110.9623 | Catalog Non-Stocked Product | NO | LN | _F | _64 | 31 | 10 | 14
4050814 | 4050814 | 228.4998 | 137.0999 | Industrial Advanced | 0.6 | 0.04 | 639889899407 | AS MACHINE SCREW TAP, M6 | GW - Machine Screw Tap | 3 | 143.9549 | Catalog Non-Stocked Product | NO | LN | _F | _64 | 31 | 10 | 14
4050815 | 4050815 | 301.7943 | 181.0766 | Industrial Advanced | 0.6 | 0.066 | 639889899414 | AS MACHINE SCREW TAP, M8 | GW - Machine Screw Tap | 3 | 190.1304 | Catalog Non-Stocked Product | NO | LN | _F | _64 | 31 | 10 | 14
4050816 | 4050816 | 294.0732 | 176.4439 | Industrial Advanced | 0.6 | 0.121 | 639889899421 | AS MACHINE SCREW TAP, M10 | GW - Machine Screw Tap | 3 | 185.2661 | Catalog Non-Stocked Product | NO | LN | _F | _64 | 31 | 10 | 14
4050817 | 4050817 | 401.3853 | 240.8312 | Industrial Advanced | 0.6 | 0.137 | 639889899438 | AS MACHINE SCREW TAP, M12 | GW - Machine Screw Tap | 3 | 252.8727 | Catalog Non-Stocked Product | NO | LN | _F | _64 | 31 | 10 | 14
4050818 | 4050818 | 494.9337 | 296.9602 | Industrial Advanced | 0.6 | 0.029 | 639889884236 | AS HOLEX MILLING BIT, 6MM | KIESLING P/N = FR 192850 | 10 | 311.8082 | Catalog Stocked Product | YES | L8 | _F | _64 | 31 | 10 | 14
4050819 | 4050819 | 471.7704 | 283.0622 | Industrial Advanced | 0.6 | 0.049 | 639889884243 | AS 6MM AIR-LINE MILL BIT F. ALUM-SYNTH | KIESLING P/N = FR 1571 | 5 | 297.2154 | Catalog Stocked Product | YES | L8 | _F | _64 | 31 | 10 | 14
4050820 | 4050820 | 531.3012 | 318.7807 | Industrial Advanced | 0.6 | 0.037 | 639889899445 | AS 4MM AIR-LINE MILL BIT F. ALUM-SYNTH | KIESLING P/N = FR 1572 | 5 | 334.7198 | Catalog Non-Stocked Product | NO | LN | _F | _64 | 31 | 10 | 14
4050821 | 4050821 | 689.304 | 413.5824 | Industrial Advanced | 0.6 | 1.197 | 639889899452 | AS TOOL HOLDER ER25 | KIESLING P/N = SK30 | 1 | 434.2615 | Catalog Non-Stocked Product | NO | LN | _F | _64 | 31 | 10 | 14
4050822 | 4050822 | 80.2435 | 48.1461 | Industrial Advanced | 0.6 | 0.514 | 639889899469 | AS ELASTIC COLLET ER25 F. DRILLS 2-3MM | KIESLING P/N = ZGS 4027 | 1 | 50.5534 | Catalog Non-Stocked Product | NO | LN | _F | _64 | 31 | 10 | 14
4050823 | 4050823 | 83.9921 | 50.3953 | Industrial Advanced | 0.6 | 1.102 | 639889899476 | AS ELASTIC COLLET ER25 F. DRILLS 3-4MM | KIESLING P/N = ZGS 4030 | 1 | 52.915 | Catalog Non-Stocked Product | NO | LN | _F | _64 | 31 | 10 | 14
4050824 | 4050824 | 80.4897 | 48.2938 | Industrial Advanced | 0.6 | 1.102 | 639889899483 | AS ELASTIC COLLET ER25 F. DRILLS 4-5MM | KIESLING P/N = ZGS 4031 | 1 | 50.7085 | Catalog Non-Stocked Product | NO | LN | _F | _64 | 31 | 10 | 14
4050825 | 4050825 | 99.9491 | 59.9694 | Industrial Advanced | 0.6 | 0.249 | 639889899490 | AS COLLET ER25 F.DRILL-MILL 5-6MM | KIESLING P/N = ZGS 4029 | 1 | 62.9679 | Catalog Non-Stocked Product | NO | LN | _F | _64 | 31 | 10 | 14
4050826 | 4050826 | 83.3879 | 50.0327 | Industrial Advanced | 0.6 | 1.102 | 639889899506 | AS ELASTIC COLLET ER25 F. DRILLS 6-7MM | KIESLING P/N = ZGS 4032 | 1 | 52.5344 | Catalog Non-Stocked Product | NO | LN | _F | _64 | 31 | 10 | 14
4050827 | 4050827 | 80.4897 | 48.2938 | Industrial Advanced | 0.6 | 1.102 | 639889899513 | AS ELASTIC COLLET ER25 F. DRILLS 7-8MM | KIESLING P/N = ZGS 4040 | 1 | 50.7085 | Catalog Non-Stocked Product | NO | LN | _F | _64 | 31 | 10 | 14
4050828 | 4050828 | 84.4733 | 50.684 | Industrial Advanced | 0.6 | 1.102 | 639889899520 | AS ELASTIC COLLET ER25 F. DRILLS 8-9MM | KIESLING P/N = ZGS 4033 | 1 | 53.2182 | Catalog Non-Stocked Product | NO | LN | _F | _64 | 31 | 10 | 14
4050829 | 4050829 | 80.8478 | 48.5087 | Industrial Advanced | 0.6 | 1.102 | 639889899537 | AS ELASTIC COLLET ER25 F. DRILLS 9-10MM | KIESLING P/N = ZGS 4039 | 1 | 50.9341 | Catalog Non-Stocked Product | NO | LN | _F | _64 | 31 | 10 | 14
4050830 | 4050830 | 99.9491 | 59.9694 | Industrial Advanced | 0.6 | 1.102 | 639889899544 | AS ELASTIC COLLET ER25 F. DRILLS 10-11MM | KIESLING P/N = ZGS 4028 | 1 | 62.9679 | Catalog Non-Stocked Product | NO | LN | _F | _64 | 31 | 10 | 14
4050831 | 4050831 | 85.0776 | 51.0465 | Industrial Advanced | 0.6 | 1.102 | 639889899551 | AS ELASTIC COLLET ER25 F. DRILLS 11-12MM | KIESLING P/N = ZGS 4014 | 1 | 53.5989 | Catalog Non-Stocked Product | NO | LN | _F | _64 | 31 | 10 | 14
4050832 | 4050832 | 213.3933 | 128.036 | Industrial Advanced | 0.6 | 1.102 | 639889899568 | AS ELASTIC COLLET ER25 F. TAPS M3 | KIESLING P/N = ZGS 4025 | 1 | 134.4378 | Catalog Non-Stocked Product | NO | LN | _F | _64 | 31 | 10 | 14
4050833 | 4050833 | 265.6506 | 159.3904 | Industrial Advanced | 0.6 | 1.102 | 639889899575 | AS ELASTIC COLLET ER25 F. TAPS M4 | KIESLING P/N = ZGS 4034 | 1 | 167.3599 | Catalog Non-Stocked Product | NO | LN | _F | _64 | 31 | 10 | 14
4050834 | 4050834 | 300.0039 | 180.0023 | Industrial Advanced | 0.6 | 1.102 | 639889899582 | AS ELASTIC COLLET ER25 F. TAPS M5 | KIESLING P/N = ZGS 4035 | 1 | 189.0025 | Catalog Non-Stocked Product | NO | LN | _F | _64 | 31 | 10 | 14
4050835 | 4050835 | 276.0573 | 165.6344 | Industrial Advanced | 0.6 | 1.102 | 639889899599 | AS ELASTIC COLLET ER25 F. TAPS M6 | KIESLING P/N = ZGS 4036 | 1 | 173.9161 | Catalog Non-Stocked Product | NO | LN | _F | _64 | 31 | 10 | 14
4050836 | 4050836 | 234.3186 | 140.5912 | Industrial Advanced | 0.6 | 1.102 | 639889899605 | AS ELASTIC COLLET ER25 F. TAPS M8 | KIESLING P/N = ZGS 4037 | 1 | 147.6207 | Catalog Non-Stocked Product | NO | LN | _F | _64 | 31 | 10 | 14
4050837 | 4050837 | 214.9599 | 128.9759 | Industrial Advanced | 0.6 | 1.102 | 639889899612 | AS ELASTIC COLLET ER25 F. TAPS M10 | KIESLING P/N = ZGS 4038 | 1 | 135.4247 | Catalog Non-Stocked Product | NO | LN | _F | _64 | 31 | 10 | 14
4050838 | 4050838 | 214.9599 | 128.9759 | Industrial Advanced | 0.6 | 1.102 | 639889899629 | AS ELASTIC COLLET ER25 F. TAPS M12 | KIESLING P/N = ZGS 4026 | 1 | 135.4247 | Catalog Non-Stocked Product | NO | LN | _F | _64 | 31 | 10 | 14
4050839 | 4050839 | 84.4733 | 50.684 | Industrial Advanced | 0.6 | 1.102 | 639889899636 | AS COLLET F. CIRCU-SCRW MILLS 13MM | KIESLING P/N = ZGS 4041 | 1 | 53.2182 | Catalog Non-Stocked Product | NO | LN | _F | _64 | 31 | 10 | 14
4050840 | 4050840 | 111.0272 | 66.6163 | Industrial Advanced | 0.6 | 0.52 | 639889899643 | AS GRIPPER TONGS COMPL. F. SK 30 | KIESLING P/N = ZGS 4024 | 1 | 69.9471 | Catalog Non-Stocked Product | NO | LN | _E | _52 | 15 | 40 | 14
4050841 | 4050841 | 159.6813 | 95.8088 | Industrial Advanced | 0.6 | 0.163 | 639889899650 | AS SUPPORT PEG 90MM, PLUG-IN TYPE | KIESLING P/N = BZA 4700 | 10 | 100.5992 | Catalog Stocked Product | YES | L8 | _F | _64 | 31 | 10 | 14
4050842 | 4050842 | 106.954 | 64.1724 | Industrial Advanced | 0.6 | 0.11 | 639889884250 | AS SUPPORT PEG 78 MM, WITH INSIDE THREAD | KIESLING P/N = BZA 4749 | 10 | 67.381 | Catalog Stocked Product | YES | L8 | _F | _64 | 31 | 10 | 14
4050843 | 4050843 | 115.1451 | 69.0871 | Industrial Advanced | 0.6 | 0.088 | 639889899667 | AS SUPPORT PEG 57 MM, WITH INSIDE THREAD | KIESLING P/N = BZA 4757 | 10 | 72.5414 | Catalog Stocked Product | YES | L8 | _F | _64 | 31 | 10 | 14
4050844 | 4050844 | 115.1451 | 69.0871 | Industrial Advanced | 0.6 | 0.088 | 639889899674 | AS SUPPORT PEG, 73MM PLUGGABLE PLASTIC | KIESLING P/N = BZA 4775 | 10 | 72.5414 | Catalog Stocked Product | YES | L8 | _F | _64 | 31 | 10 | 14
4050845 | 4050845 | 171.7665 | 103.0599 | Industrial Advanced | 0.6 | 0.088 | 639889899681 | AS SUPPORT PEG SWIVELLING | KIESLING P/N = SP 4160 | 1 | 108.2129 | Catalog Non-Stocked Product | NO | LN | _F | _64 | 31 | 10 | 14
4050846 | 4050846 | 152.184 | 91.3104 | Industrial Advanced | 0.6 | 0.088 | 639889899698 | AS SUPPORT PEG 69MM | KIESLING P/N = BZA 4705 | 10 | 95.8759 | Catalog Stocked Product | YES | L8 | _F | _64 | 31 | 10 | 14
4050847 | 4050847 | 80.1204 | 48.0722 | Industrial Advanced | 0.6 | 0.066 | 639889899704 | AS SUPPORT PEG 54MM F. BC1001HS | KIESLING P/N = BZA 4736 | 10 | 50.4759 | Catalog Non-Stocked Product | NO | LN | _F | _64 | 31 | 10 | 14
4050848 | 4050848 | 94.2646 | 56.5587 | Industrial Advanced | 0.6 | 0.099 | 639889899711 | AS SUPPORT PEG 66MM F. BC2001S | KIESLING P/N = BZA 4736 | 10 | 59.3867 | Catalog Non-Stocked Product | NO | LN | _F | _64 | 31 | 10 | 14
4050849 | 4050849 | 176.1306 | 105.6784 | Industrial Advanced | 0.6 | 0.088 | 639889899728 | AS SUPPORT PEG 33MM F.BC1001S | KIESLING P/N = SP 4148 | 10 | 110.9623 | Catalog Non-Stocked Product | NO | LN | _F | _64 | 31 | 10 | 14
4050850 | 4050850 | 119.3973 | 71.6384 | Industrial Advanced | 0.6 | 0.597 | 639889899735 | AS CAM CLAMP COMPL. F. BC1001S-HS,BC2001 | KIESLING P/N = WP 4098 | 1 | 75.2203 | Catalog Non-Stocked Product | NO | LN | _F | _64 | 31 | 10 | 14
4050851 | 4050851 | 110.9377 | 66.5626 | Industrial Advanced | 0.6 | 0.639 | 639889884267 | AS CAM CLAMP COMPL. F.BC1007HS,1008,2007 | KIESLING P/N = WP 4098 | 1 | 69.8907 | Catalog Stocked Product | YES | L8 | _F | _64 | 31 | 10 | 14
4050852 | 4050852 | 57.2368 | 34.3421 | Industrial Advanced | 0.6 | 0.313 | 639889899742 | AS CAM CLAMP (PART 1-3) | KIESLING P/N = HB 4402 | 1 | 36.0592 | Catalog Non-Stocked Product | NO | LN | _E | _52 | 15 | 40 | 14
4050854 | 4050854 | 94.5331 | 56.7199 | Industrial Advanced | 0.6 | 0.247 | 639889899766 | AS SLOT NUT (PART 3-3) | KIESLING P/N = YR 4009 | 1 | 59.5559 | Catalog Non-Stocked Product | NO | LN | _E | _52 | 15 | 40 | 14
4050855 | 4050855 | 46.6511 | 27.9907 | Industrial Advanced | 0.6 | 0.309 | 639889899773 | AS Z-PROFILE FOR PERFOREX BC1001HS | KIESLING P/N = BLF 4846-1 | 1 | 29.3902 | Catalog Non-Stocked Product | NO | LN | _F | _64 | 31 | 10 | 14
4050856 | 4050856 | 46.6511 | 27.9907 | Industrial Advanced | 0.6 | 0.359 | 639889899780 | AS Z-PROFILE F.PERFOREX BC1007,1008,2007 | KIESLING P/N = BLF 4912-1 | 1 | 29.3902 | Catalog Stocked Product | YES | L8 | _F | _64 | 31 | 10 | 14
4050857 | 4050857 | 22.6038 | 13.5623 | Industrial Advanced | 0.6 | 0.044 | 639889899797 | AS SLOT NUT FOR PERFOREX BC1001HS | KIESLING P/N = YR 4008 | 1 | 14.2404 | Catalog Non-Stocked Product | NO | LN | _F | _64 | 31 | 10 | 14
4050858 | 4050858 | 22.2345 | 13.3407 | Industrial Advanced | 0.6 | 0.309 | 639889899803 | AS SLOT NUT F. PERFOREX BC1007,1008,2007 | KIESLING P/N = YR 4007 | 1 | 14.0078 | Catalog Non-Stocked Product | NO | LN | _F | _64 | 31 | 10 | 14
4050859 | 4050859 | 186.6492 | 111.9895 | Industrial Advanced | 0.6 | 0.093 | 639889899810 | AS MULTIPLE SIDE ROLL | KIESLING P/N = RLL 4115 | 4 | 117.589 | Stocked Spare Part Product | YES | L2 | _F | _64 | 31 | 10 | 14
4050860 | 4050860 | 196.944 | 147.708 | Spare Parts | 0.75 | 0.198 | 639889899827 | AS FILTER BAGS FOR ATTIX 3 | KIESLING P/N = 1072362 | 5 | 124.0747 | Stocked Spare Part Product | YES | L2 | _F | _64 | 31 | 10 | SP
4050863 | 4050863 | 244.7253 | 146.8352 | Industrial Advanced | 0.6 | 12.125 | 639889899858 | AS LUBRICANT 5KG FOR SLIDING GUIDE | KIESLING P/N = KP2K-NLG12 | 1 | 154.1769 | Catalog Non-Stocked Product | NO | LN | _F | _64 | 31 | 10 | 14
4050864 | 4050864 | 53.6561 | 32.1936 | Industrial Advanced | 0.6 | 0.276 | 639889899865 | AS RUBBER RING F. PRESSURE FOOT-VACCUM | KIESLING P/N = GUP 4092 | 1 | 33.8033 | Catalog Stocked Product | YES | L8 | _F | _64 | 31 | 10 | 14
4050865 | 4050865 | 47.7365 | 28.6419 | Industrial Advanced | 0.6 | 0.401 | 639889899872 | AS RUBBER DEFLECTOR | KIESLING P/N = FRE 4108 | 1 | 30.074 | Catalog Non-Stocked Product | NO | LN | _F | _64 | 31 | 10 | 14
4050866 | 4050866 | 115.7046 | 69.4228 | Industrial Advanced | 0.6 | 0.214 | 639889899889 | AS PROXIMITY SWITCH F. Z-AXIS | KIESLING P/N = EG 352102 | 1 | 72.8939 | Catalog Stocked Product | YES | L8 | _E | _52 | 15 | 40 | 14
4050867 | 4050867 | 115.7046 | 69.4228 | Industrial Advanced | 0.6 | 0.214 | 639889899896 | AS PROXIMITY SWITCH F. Z-AXIS STOP | KIESLING P/N = EG 352103 | 1 | 72.8939 | Catalog Stocked Product | YES | L8 | _E | _52 | 15 | 40 | 14
4050868 | 4050868 | 112.0902 | 67.2541 | Industrial Advanced | 0.6 | 0.143 | 639889899902 | AS PROX SWITCH F. BROKEN BIT DETECTION | KIESLING P/N = EG 512 | 1 | 70.6168 | Catalog Stocked Product | YES | L8 | _E | _52 | 15 | 40 | 14
4050869 | 4050869 | 23.5102 | 14.1061 | Industrial Advanced | 0.6 | 0.661 | 639889899919 | AS COMPRESSION SPRING | KIESLING P/N = FRD 368 | 1 | 14.8114 | Catalog Stocked Product | YES | L8 | _E | _52 | 15 | 40 | 14
4050870 | 4050870 | 265.0911 | 159.0547 | Industrial Advanced | 0.6 | 0.243 | 639889899926 | AS SPAN MODUL (CYLINDER) | KIESLING P/N = ZP 4111 | 1 | 167.0074 | Catalog Stocked Product | YES | L8 | _E | _52 | 15 | 40 | 14
4050871 | 4050871 | 268.3362 | 161.0017 | Industrial Advanced | 0.6 | 0.39 | 639889899933 | AS SPAN MODUL F. BC1007,BC2007, BC1008 | KIESLING P/N = ZP 4128 | 1 | 169.0518 | Stocked Spare Part Product | YES | L2 | _E | _52 | 15 | 40 | 14
4050874 | 4050874 | 862.9728 | 647.2296 | Spare Parts | 0.75 | 9.303 | 639889899957 | AS SUCTION HOSE F.BC1007, BC1008, BC2007 | KIESLING P/N = SLA 4032 | 1 | 543.6729 | Catalog Non-Stocked Product | NO | LN | _E | _52 | 15 | 40 | SP
4050876 | 4050876 | 8986.5771 | 5391.9463 | Industrial Advanced | 0.6 | 8.333 | 639889899964 | AS SUPPLY MODULE, CAN V05-20-15-XX | KIESLING P/N = V05-20-15-XX | 1 | 5661.5436 | Non-Stocked Spare Part Product | NO | SP | _E | _52 | 15 | 40 | 14
4050878 | 4050878 | 27.0798 | 16.2479 | Industrial Advanced | 0.6 | 0.441 | 639889899988 | AS CLAMPING CAM F- FRONT CLAMPING UNIT | KIESLING P/N = PZF 4036 | 1 | 17.0603 | Non-Stocked Spare Part Product | NO | SP | _E | _52 | 15 | 40 | 14
4050880 | 4050880 | 266.2101 | 199.6576 | Spare Parts | 0.75 | 1.102 | 639889900004 | AS SENSOR SCH300016 |  | 1 | 167.7124 | Non-Stocked Spare Part Product | NO | SP | _E | _52 | 15 | 40 | SP
4050885 | 4050885 | 593.8533 | 356.312 | Industrial Advanced | 0.6 | 0.066 | 639889902459 | AS GARANT 4MM MILLING BIT | KIESLING P/N = FR 192860 | 5 | 374.1276 | Catalog Stocked Product | YES | L8 | _F | _64 | 31 | 10 | 14
4050887 | 4050887 | 954.8427 | 572.9056 | Industrial Advanced | 0.6 | 0.11 | 639889902466 | AS CIRCULAR THREAD MILLING CUTTER 10X1.5 | KIESLING P/N = ASP 30 | 1 | 601.5509 | Catalog Non-Stocked Product | NO | LN | _F | _64 | 31 | 10 | 14
4050888 | 4050888 | 528.2799 | 396.2099 | Spare Parts | 0.75 | 0.179 | 639889902473 | AS AIR-JET CONE | FOR MINIMUM LUBRICATION SYSTEM | 1 | 332.8163 | Catalog Non-Stocked Product | NO | LN | _E | _52 | 15 | 40 | SP
4050891 | 4050891 | 496.3884 | 297.833 | Industrial Advanced | 0.6 | 0.031 | 639889902497 | AS 6MM MILL F-PERFORMANCE PKG | replacement mill f. performance package | 5 | 312.7247 | Catalog Stocked Product | YES | L8 | _F | _64 | 31 | 10 | 14
4050894 | 4050894 | 232.752 | 139.6512 | Industrial Advanced | 0.6 | 6.437 | 639889917637 | AS MINIMAL LUBRICATION OIL, 3L | KIESLING P/N = MK 200 | 1 | 146.6338 | Stocked Spare Part Product | YES | L2 | _F | _64 | 31 | 10 | 14
4050895 | 4050895 | 523.692 | 314.2152 | Industrial Advanced | 0.6 | 6.204 | 639889931572 | AS RACK LUBRICATION PERFOREX MT |  | 1 | 329.926 | Catalog Non-Stocked Product | NO | LN | _F | _64 | 31 | 10 | 14
4051020 | 4051020 | 59191.1835 | 35514.7101 | Industrial Advanced | 0.6 | 49.603 | 639889931589 | AS Crimping machine RC-I |  | 1 | 37290.4456 | Catalog Non-Stocked Product | NO | LN | _F | _61 | 06 | 10 | 14
4051031 | 4051031 | 4808.4549 | 2885.0729 | Industrial Advanced | 0.6 | 9.921 | 639889930384 | AS PRINTER CLEANING STATION |  | 1 | 3029.3266 | Catalog Non-Stocked Product | NO | LN | _F | _64 | 31 | 10 | 14
4051032 | 4051032 | 1966.3068 | 1179.7841 | Industrial Advanced | 0.6 | 5.511 | 639889930391 | AS PRINTER CLEANING SET | BRICATING OIL FOR SPINDLE DRIVE (SEALTRONIC) AND HAND WASHING PASTE | 1 | 1238.7733 | Catalog Non-Stocked Product | NO | LN | _F | _64 | 31 | 10 | 14
4051033 | 4051033 | 517.0899 | 310.2539 | Industrial Advanced | 0.6 | 1.975 | 639889931596 | AS PRINTER THINNER 77001-00030 |  | 6 | 325.7666 | Catalog Non-Stocked Product | NO | LN | _F | _64 | 31 | 10 | 14
4051034 | 4051034 | 922.6155 | 553.5693 | Industrial Advanced | 0.6 | 2.866 | 639889931602 | AS PRINTER INK WHITE 79000-00008 |  | 1 | 581.2478 | Catalog Non-Stocked Product | NO | LN | _F | _64 | 31 | 10 | 14
4051035 | 4051035 | 849.2091 | 509.5255 | Industrial Advanced | 0.6 | 2.227 | 639889931619 | AS PRINTER INK BLACK 70000-00101 |  | 1 | 535.0017 | Catalog Non-Stocked Product | NO | LN | _F | _64 | 31 | 10 | 14
4051040 | 4051040 | 916.461 | 549.8766 | Industrial Advanced | 0.6 | 3.131 | 639889930407 | AS WIRE RAIL MAGAZINE 0.5 MM2 |  | 1 | 577.3704 | Catalog Non-Stocked Product | NO | LN | _F | _61 | 06 | 10 | 14
4051041 | 4051041 | 916.461 | 549.8766 | Industrial Advanced | 0.6 | 3.086 | 639889930414 | AS WIRE RAIL MAGAZINE 0.75 MM2 |  | 1 | 577.3704 | Catalog Non-Stocked Product | NO | LN | _F | _61 | 06 | 10 | 14
4051042 | 4051042 | 916.461 | 549.8766 | Industrial Advanced | 0.6 | 3.086 | 639889930421 | AS WIRE RAIL MAGAZINE 1.0 MM2 |  | 1 | 577.3704 | Catalog Non-Stocked Product | NO | LN | _F | _61 | 06 | 10 | 14
4051043 | 4051043 | 916.461 | 549.8766 | Industrial Advanced | 0.6 | 3.219 | 639889930438 | AS WIRE RAIL MAGAZINE 1.5 MM2 |  | 1 | 577.3704 | Catalog Non-Stocked Product | NO | LN | _F | _61 | 06 | 10 | 14
4051044 | 4051044 | 916.461 | 549.8766 | Industrial Advanced | 0.6 | 3.175 | 639889930445 | AS WIRE RAIL MAGAZINE 2.5 MM2 |  | 1 | 577.3704 | Catalog Non-Stocked Product | NO | LN | _F | _61 | 06 | 10 | 14
4051046 | 4051046 | 916.461 | 549.8766 | Industrial Advanced | 0.6 | 3.307 | 639889931626 | AS WIRE RAIL MAGAZINE 4.0 MM2 |  | 1 | 577.3704 | Catalog Non-Stocked Product | NO | LN | _F | _61 | 06 | 10 | 14
4051047 | 4051047 | 916.461 | 549.8766 | Industrial Advanced | 0.6 | 3.307 | 639889931633 | AS WIRE RAIL MAGAZINE 6.0 MM2 |  | 1 | 577.3704 | Catalog Non-Stocked Product | NO | LN | _F | _61 | 06 | 10 | 14
4051050 | 4051050 | 7588.2747 | 4552.9648 | Industrial Advanced | 0.6 | 143.298 | 639889930452 | AS WIRE RAIL TROLLEY |  | 1 | 4780.6131 | Catalog Non-Stocked Product | NO | LN | _F | _61 | 06 | 10 | 14
4051100 | 4051100 | 12328.1349 | 7396.8809 | Industrial Advanced | 0.6 | 0 | 639889930469 | AS WIRE STATION WS 540 |  | 1 | 7766.725 | Catalog Non-Stocked Product | NO | LN | _F | _63 | 21 | 10 | 14
4051101 | 4051101 | 1035.8583 | 621.515 | Industrial Advanced | 0.6 | 17.196 | 639889930476 | AS WS 540 STORAGE SHELVES; 2 PIECES |  | 1 | 652.5907 | Catalog Non-Stocked Product | NO | LN | _F | _63 | 21 | 10 | 14
4051102 | 4051102 | 2064.1074 | 1238.4644 | Industrial Advanced | 0.6 | 15.873 | 639889930483 | AS WS 540 MACHINE SHELF, LEFT |  | 1 | 1300.3877 | Catalog Non-Stocked Product | NO | LN | _F | _63 | 21 | 10 | 14
4051103 | 4051103 | 1306.4325 | 783.8595 | Industrial Advanced | 0.6 | 15.873 | 639889930490 | AS WS 540 DEVICE CARRIER, LEFT |  | 1 | 823.0525 | Catalog Non-Stocked Product | NO | LN | _F | _63 | 21 | 10 | 14
4051104 | 4051104 | 1632.7329 | 979.6397 | Industrial Advanced | 0.6 | 9.921 | 639889930506 | AS WS 540 MONITOR MOUNTING ARM |  | 1 | 1028.6217 | Catalog Non-Stocked Product | NO | LN | _F | _63 | 21 | 10 | 14
4051105 | 4051105 | 2482.2777 | 1489.3666 | Industrial Advanced | 0.6 | 9.259 | 639889930513 | AS WS 540 WORKING LIGHT |  | 1 | 1563.835 | Catalog Non-Stocked Product | NO | LN | _F | _63 | 21 | 10 | 14
4051106 | 4051106 | 813.1773 | 487.9064 | Industrial Advanced | 0.6 | 16.534 | 639889930520 | AS WS 540 MOUNTING STRUT, VERTICAL |  | 1 | 512.3017 | Catalog Non-Stocked Product | NO | LN | _F | _63 | 21 | 10 | 14
4051107 | 4051107 | 420.4083 | 252.245 | Industrial Advanced | 0.6 | 3.086 | 639889930537 | AS WS 540 STORAGE BIN HOLDER |  | 1 | 264.8572 | Catalog Non-Stocked Product | NO | LN | _F | _63 | 21 | 10 | 14
4051108 | 4051108 | 354.3873 | 212.6324 | Industrial Advanced | 0.6 | 8.598 | 639889930544 | AS WS 540 ADAPTER ANGLE |  | 1 | 223.264 | Catalog Non-Stocked Product | NO | LN | _F | _63 | 21 | 10 | 14
4051109 | 4051109 | 455.2092 | 273.1255 | Industrial Advanced | 0.6 | 2.646 | 639889930551 | AS WS 540 UNIVERSAL TRAY |  | 1 | 286.7818 | Catalog Non-Stocked Product | NO | LN | _F | _63 | 21 | 10 | 14
4051110 | 4051110 | 571.9209 | 343.1525 | Industrial Advanced | 0.6 | 8.818 | 639889930568 | AS WS 540 MINI PC HOLDER |  | 1 | 360.3102 | Catalog Non-Stocked Product | NO | LN | _F | _63 | 21 | 10 | 14
4051111 | 4051111 | 1689.4662 | 1013.6797 | Industrial Advanced | 0.6 | 10.141 | 639889930575 | AS WS 540 MAGAZINE CARRIER |  | 1 | 1064.3637 | Catalog Non-Stocked Product | NO | LN | _F | _63 | 21 | 10 | 14
4051112 | 4051112 | 680.9115 | 408.5469 | Industrial Advanced | 0.6 | 8.818 | 639889930582 | AS WS 540 STRIPPING MACHINE TRAY |  | 1 | 428.9742 | Catalog Non-Stocked Product | NO | LN | _F | _63 | 21 | 10 | 14
4051113 | 4051113 | 587.6988 | 352.6193 | Industrial Advanced | 0.6 | 1.984 | 639889930599 | AS WS 540 TOOL HOLDER, ROUND |  | 1 | 370.2502 | Catalog Non-Stocked Product | NO | LN | _F | _63 | 21 | 10 | 14
4051114 | 4051114 | 797.5113 | 478.5068 | Industrial Advanced | 0.6 | 2.866 | 639889930605 | AS WS 540 SOCKET STRIP, 5-FOLD |  | 1 | 502.4321 | Catalog Non-Stocked Product | NO | LN | _F | _63 | 21 | 10 | 14
4051115 | 4051115 | 568.1163 | 340.8698 | Industrial Advanced | 0.6 | 5.071 | 639889930612 | AS WS 540 WASTE BIN |  | 1 | 357.9133 | Catalog Non-Stocked Product | NO | LN | _F | _63 | 21 | 10 | 14
4051116 | 4051116 | 490.122 | 294.0732 | Industrial Advanced | 0.6 | 5.071 | 639889930629 | AS WIRE PACKAGE HOLDER, LEFT |  | 1 | 308.7769 | Catalog Non-Stocked Product | NO | LN | _F | _63 | 21 | 10 | 14
4051117 | 4051117 | 490.122 | 294.0732 | Industrial Advanced | 0.6 | 5.071 | 639889930636 | AS WIRE PACKAGE HOLDER, RIGHT |  | 1 | 308.7769 | Catalog Non-Stocked Product | NO | LN | _F | _63 | 21 | 10 | 14
4051118 | 4051118 | 766.2912 | 459.7747 | Industrial Advanced | 0.6 | 15.873 | 639889930643 | AS WIRE RING HOLDER, LEFT |  | 1 | 482.7635 | Catalog Non-Stocked Product | NO | LN | _F | _63 | 21 | 10 | 14
4051119 | 4051119 | 766.2912 | 459.7747 | Industrial Advanced | 0.6 | 15.873 | 639889930650 | AS WIRE RING HOLDER, RIGHT |  | 1 | 482.7635 | Catalog Non-Stocked Product | NO | LN | _F | _63 | 21 | 10 | 14
4051120 | 4051120 | 1256.8608 | 754.1165 | Industrial Advanced | 0.6 | 3.968 | 639889930667 | AS WS 540 WIRE GUIDE STRUT, VERTICAL |  | 1 | 791.8223 | Catalog Non-Stocked Product | NO | LN | _F | _63 | 21 | 10 | 14
4051121 | 4051121 | 1054.5456 | 632.7274 | Industrial Advanced | 0.6 | 4.409 | 639889930674 | AS WS 540 WIRE GUIDE DEVICE CARRIER |  | 1 | 664.3637 | Catalog Non-Stocked Product | NO | LN | _F | _63 | 21 | 10 | 14
4051122 | 4051122 | 1256.8608 | 754.1165 | Industrial Advanced | 0.6 | 3.307 | 639889930681 | AS WS 540 SOCKET STRIP US 110V |  | 1 | 791.8223 | Catalog Non-Stocked Product | NO | LN | _F | _63 | 21 | 10 | 14
4051123 | 4051123 | 14771.6952 | 8863.0171 | Industrial Advanced | 0.6 | 0 | 639889930698 | AS WIRE STATION WS 540, US 110V |  | 1 | 9306.168 | Catalog Non-Stocked Product | NO | LN | _F | _63 | 21 | 10 | 14
4051124 | 4051124 | 361.8846 | 217.1308 | Industrial Advanced | 0.6 | 2.205 | 639889930704 | AS WS 540 TILT PROTECTION |  | 1 | 227.9873 | Catalog Non-Stocked Product | NO | LN | _F | _63 | 21 | 10 | 14
4051525 | 4051525 | 42.6563 | 25.5938 | Industrial Advanced | 0.6 | 0.002 | 639889902299 | AS FERRULES 2.5 MM2, LENGTH 10MM |  | 1000 | 26.8735 | Catalog Non-Stocked Product | NO | LN | _F | _64 | 31 | 10 | 14
4051536 | 4051536 | 277.6239 | 166.5743 | Industrial Advanced | 0.6 | 0.002 | 639889917644 | AS FERRULES 0.5 MM2,LENGTH 10 MM;AWG 20 |  | 4000 | 174.9031 | Catalog Non-Stocked Product | NO | LN | _F | _64 | 31 | 10 | 14
4051537 | 4051537 | 284.226 | 170.5356 | Industrial Advanced | 0.6 | 0.002 | 639889917651 | AS FERRULES 0.75 MM2,LENGTH 10 MM;AWG 18 |  | 4000 | 179.0624 | Catalog Non-Stocked Product | NO | LN | _F | _64 | 31 | 10 | 14
4051538 | 4051538 | 290.0448 | 174.0269 | Industrial Advanced | 0.6 | 0.002 | 639889917668 | AS FERRULES 1.0 MM2,LENGTH 10 MM;AWG 18 |  | 4000 | 182.7282 | Catalog Non-Stocked Product | NO | LN | _F | _64 | 31 | 10 | 14
4051539 | 4051539 | 292.9542 | 175.7725 | Industrial Advanced | 0.6 | 0.002 | 639889917675 | AS FERRULES 1.5 MM2,LENGTH 10 MM;AWG 16 |  | 4000 | 184.5611 | Catalog Non-Stocked Product | NO | LN | _F | _64 | 31 | 10 | 14
4051540 | 4051540 | 135.399 | 81.2394 | Industrial Advanced | 0.6 | 0.002 | 639889917682 | AS FERRULES 0.5 MM2,LENGTH 8 MM;AWG 20 |  | 4000 | 85.3014 | Catalog Non-Stocked Product | NO | LN | _F | _64 | 31 | 10 | 14
4051541 | 4051541 | 138.9798 | 83.3879 | Industrial Advanced | 0.6 | 0.002 | 639889917699 | AS FERRULES 0.75 MM2,LENGTH 8 MM;AWG 18 |  | 4000 | 87.5573 | Catalog Non-Stocked Product | NO | LN | _F | _64 | 31 | 10 | 14
4051542 | 4051542 | 143.6796 | 86.2078 | Industrial Advanced | 0.6 | 0.002 | 639889917705 | AS FERRULES 1.0 MM2,LENGTH 8 MM;AWG 18 |  | 4000 | 90.5181 | Catalog Non-Stocked Product | NO | LN | _F | _64 | 31 | 10 | 14
4051543 | 4051543 | 147.1485 | 88.2891 | Industrial Advanced | 0.6 | 0.002 | 639889917712 | AS FERRULES 1.5 MM2,LENGTH 8 MM;AWG 16 |  | 4000 | 92.7036 | Catalog Non-Stocked Product | NO | LN | _F | _64 | 31 | 10 | 14
4051544 | 4051544 | 277.6239 | 166.5743 | Industrial Advanced | 0.6 | 0.002 | 639889917729 | AS FERRULES 0.5 MM2,LENGTH 10 MM;AWG 20 |  | 4000 | 174.9031 | Catalog Non-Stocked Product | NO | LN | _F | _64 | 31 | 10 | 14
4051545 | 4051545 | 284.226 | 170.5356 | Industrial Advanced | 0.6 | 0.002 | 639889917736 | AS FERRULES 0.75 MM2,LENGTH 10 MM;AWG 18 |  | 4000 | 179.0624 | Catalog Non-Stocked Product | NO | LN | _F | _64 | 31 | 10 | 14
4051546 | 4051546 | 290.0448 | 174.0269 | Industrial Advanced | 0.6 | 0.002 | 639889917743 | AS FERRULES 1.0 MM2,LENGTH 10 MM;AWG 18 |  | 4000 | 182.7282 | Catalog Non-Stocked Product | NO | LN | _F | _64 | 31 | 10 | 14
4051547 | 4051547 | 292.9542 | 175.7725 | Industrial Advanced | 0.6 | 0 | 639889917750 | AS FERRULES 1.5 MM2,LENGTH 10 MM;AWG 16 |  | 4000 | 184.5611 | Catalog Non-Stocked Product | NO | LN | _F | _64 | 31 | 10 | 14
4051548 | 4051548 | 135.399 | 81.2394 | Industrial Advanced | 0.6 | 0.002 | 639889917767 | AS FERRULES 0.5 MM2,LENGTH 8 MM;AWG 20 |  | 4000 | 85.3014 | Catalog Non-Stocked Product | NO | LN | _F | _64 | 31 | 10 | 14
4051549 | 4051549 | 138.9798 | 83.3879 | Industrial Advanced | 0.6 | 0.002 | 639889917774 | AS FERRULES 0.75 MM2,LENGTH 8 MM;AWG 18 |  | 4000 | 87.5573 | Catalog Non-Stocked Product | NO | LN | _F | _64 | 31 | 10 | 14
4051550 | 4051550 | 143.6796 | 86.2078 | Industrial Advanced | 0.6 | 0.002 | 639889917781 | AS FERRULES 1.0 MM2,LENGTH 8 MM;AWG 18 |  | 4000 | 90.5181 | Catalog Non-Stocked Product | NO | LN | _F | _64 | 31 | 10 | 14
4051551 | 4051551 | 147.1485 | 88.2891 | Industrial Advanced | 0.6 | 0.002 | 639889917798 | AS FERRULES 1.5 MM2,LENGTH 8 MM;AWG 16 |  | 4000 | 92.7036 | Catalog Stocked Product | YES | L8 | _F | _64 | 31 | 10 | 14
4051597 | 4051597 | 148.4913 | 89.0948 | Industrial Advanced | 0.6 | 0.002 | 639889917804 | AS FERRULES REEL 0.5 MM2, LENGTH 8MM |  | 5000 | 93.5495 | Catalog Non-Stocked Product | NO | LN | _F | _64 | 31 | 10 | 14
4051598 | 4051598 | 316.3413 | 189.8048 | Industrial Advanced | 0.6 | 0.002 | 639889917811 | AS FERRULES 0.5 MM2,LENGTH 10 MM;AWG 20 |  | 5000 | 199.295 | Catalog Non-Stocked Product | NO | LN | _F | _64 | 31 | 10 | 14
4051599 | 4051599 | 148.4913 | 89.0948 | Industrial Advanced | 0.6 | 0.002 | 639889917828 | AS FERRULES REEL 0.75 MM2, LENGTH 8MM |  | 5000 | 93.5495 | Catalog Stocked Product | YES | L8 | _F | _64 | 31 | 10 | 14
4051600 | 4051600 | 320.034 | 192.0204 | Industrial Advanced | 0.6 | 0.002 | 639889917835 | AS FERRULES 0.75 MM2,LENGTH 10 MM;AWG 18 |  | 5000 | 201.6214 | Catalog Non-Stocked Product | NO | LN | _F | _64 | 31 | 10 | 14
4051601 | 4051601 | 148.4913 | 89.0948 | Industrial Advanced | 0.6 | 0.002 | 639889917842 | AS FERRULES REEL 1.0 MM2, LENGTH 8MM |  | 5000 | 93.5495 | Catalog Stocked Product | YES | L8 | _F | _64 | 31 | 10 | 14
4051602 | 4051602 | 322.8315 | 193.6989 | Industrial Advanced | 0.6 | 0.002 | 639889917859 | AS FERRULES 1.0 MM2,LENGTH 10 MM;AWG 18 |  | 5000 | 203.3838 | Catalog Non-Stocked Product | NO | LN | _F | _64 | 31 | 10 | 14
4051603 | 4051603 | 148.4913 | 89.0948 | Industrial Advanced | 0.6 | 0.002 | 639889917866 | AS FERRULES REEL 1.5 MM2, LENGTH 8MM |  | 5000 | 93.5495 | Catalog Stocked Product | YES | L8 | _F | _64 | 31 | 10 | 14
4051604 | 4051604 | 333.462 | 200.0772 | Industrial Advanced | 0.6 | 0.002 | 639889917873 | AS FERRULES 1.5 MM2,LENGTH 10 MM;AWG 16 |  | 5000 | 210.0811 | Catalog Non-Stocked Product | NO | LN | _F | _64 | 31 | 10 | 14
4051605 | 4051605 | 366.6963 | 220.0178 | Industrial Advanced | 0.6 | 0.002 | 639889930711 | AS Ferrules 2,5 mm2 x 10 mm AWG 14 |  | 3000 | 231.0187 | Catalog Non-Stocked Product | NO | LN | _F | _64 | 31 | 10 | 14
4051638 | 4051638 | 36.8599 | 22.1159 | Industrial Advanced | 0.6 | 0.002 | 639889902305 | AS FERRULES 0.5 MM2, LENGTH 10MM |  | 1000 | 23.2217 | Catalog Non-Stocked Product | NO | LN | _F | _64 | 31 | 10 | 14
4051641 | 4051641 | 36.8599 | 22.1159 | Industrial Advanced | 0.6 | 0.002 | 639889902312 | AS FERRULES 0.75 MM2, LENGTH 10MM |  | 1000 | 23.2217 | Catalog Non-Stocked Product | NO | LN | _F | _64 | 31 | 10 | 14
4051644 | 4051644 | 36.8599 | 22.1159 | Industrial Advanced | 0.6 | 0.002 | 639889902329 | AS FERRULES 1.0 MM2, LENGTH 10MM |  | 1000 | 23.2217 | Catalog Non-Stocked Product | NO | LN | _F | _64 | 31 | 10 | 14
4051647 | 4051647 | 36.8599 | 22.1159 | Industrial Advanced | 0.6 | 0.002 | 639889902336 | AS FERRULES 1.5 MM2, LENGTH 10MM |  | 1000 | 23.2217 | Catalog Non-Stocked Product | NO | LN | _F | _64 | 31 | 10 | 14
4051695 | 4051695 | 316.3413 | 189.8048 | Industrial Advanced | 0.6 | 0.002 | 639889917880 | AS FERRULES 0.5 MM2,LENGTH 10 MM;AWG 20 |  | 5000 | 199.295 | Catalog Non-Stocked Product | NO | LN | _F | _64 | 31 | 10 | 14
4051696 | 4051696 | 323.2791 | 193.9675 | Industrial Advanced | 0.6 | 0.002 | 639889917897 | AS FERRULES 0.75 MM2,LENGTH 10 MM;AWG 18 |  | 5000 | 203.6658 | Catalog Non-Stocked Product | NO | LN | _F | _64 | 31 | 10 | 14
4051697 | 4051697 | 322.8315 | 193.6989 | Industrial Advanced | 0.6 | 0.002 | 639889917903 | AS FERRULES 1.0 MM2,LENGTH 10 MM;AWG 18 |  | 5000 | 203.3838 | Catalog Non-Stocked Product | NO | LN | _F | _64 | 31 | 10 | 14
4051698 | 4051698 | 334.8048 | 200.8829 | Industrial Advanced | 0.6 | 0.002 | 639889917910 | AS FERRULES 1.5 MM2,LENGTH 10 MM;AWG 16 |  | 5000 | 210.927 | Catalog Non-Stocked Product | NO | LN | _F | _64 | 31 | 10 | 14
4051910 | 4051910 | 734.5116 | 440.707 | Industrial Advanced | 0.6 | 0 | 639889917934 | AS TABLE EXTENSIONS |  | 1 | 462.7423 | Catalog Stocked Product | YES | L8 | _F | _64 | 31 | 30 | 14
4051911 | 4051911 | 461.6994 | 277.0196 | Industrial Advanced | 0.6 | 0 | 639889917941 | AS CLAMPING UNIT, QUICK RELEASE; LH/RH |  | 1 | 290.8706 | Catalog Stocked Product | YES | L8 | _F | _64 | 31 | 30 | 14
4051912 | 4051912 | 230.8497 | 138.5098 | Industrial Advanced | 0.6 | 0 | 639889917958 | AS LH CLAMPING UNIT QUICK RELEASE |  | 1 | 145.4353 | Catalog Stocked Product | YES | L8 | _F | _64 | 31 | 30 | 14
4051913 | 4051913 | 230.8497 | 138.5098 | Industrial Advanced | 0.6 | 0 | 639889917965 | AS RH CLAMPING UNIT QUICK RELEASE |  | 1 | 145.4353 | Catalog Stocked Product | YES | L8 | _F | _64 | 31 | 30 | 14
4051916 | 4051916 | 268.56 | 161.136 | Industrial Advanced | 0.6 | 0 | 639889917996 | AS PANEL STOP (SET OF 2) |  | 1 | 169.1928 | Catalog Stocked Product | YES | L8 | _F | _64 | 31 | 30 | 14
4051918 | 4051918 | 1427.1726 | 856.3036 | Industrial Advanced | 0.6 | 0 | 639889918016 | AS ROLLER CONVEYOR |  | 1 | 899.1187 | Catalog Stocked Product | YES | L8 | _F | _64 | 31 | 30 | 14
4052000 | 4052000 | 61.5114 | 36.9069 | Industrial Advanced | 0.6 | 0.683 | 639889930728 | AS MULTI-TOOL AX/VX |  | 1 | 38.7522 | Catalog Non-Stocked Product | NO | LN | _F | _63 | 21 | 10 | 14
4052001 | 4052001 | 13.0475 | 7.8285 | Industrial Advanced | 0.6 | 0.068 | 639889902527 | AS SCREWDRIVER UNINSULATED, SLOT-HEAD | BLADE SIZE (WxT) 2.5 x 0.4; BLADE LENGTH 75 mm | 1 | 8.22 | Catalog Non-Stocked Product | NO | LN | _F | _63 | 21 | 10 | 14
4052003 | 4052003 | 13.4168 | 8.0501 | Industrial Advanced | 0.6 | 0.082 | 639889902534 | AS SCREWDRIVER UNINSULATED, SLOT-HEAD | BLADE SIZE (WxT) 3.5 x 0.6; BLADE LENGTH 100mm | 1 | 8.4526 | Catalog Non-Stocked Product | NO | LN | _F | _63 | 21 | 10 | 14
4052004 | 4052004 | 18.609 | 11.1654 | Industrial Advanced | 0.6 | 0.119 | 639889902541 | AS SCREWDRIVER UNINSULATED, SLOT-HEAD | BLADE SIZE (WxT) 4.0 x 0.8; BLADE LENGTH 100 mm | 1 | 11.7237 | Catalog Non-Stocked Product | NO | LN | _F | _63 | 21 | 10 | 14
4052007 | 4052007 | 29.3626 | 17.6175 | Industrial Advanced | 0.6 | 0.187 | 639889902558 | AS SCREWDRIVER UNINSULATED, SLOT-HEAD | BLADE SIZE (WxT) 5.5 x 1.0; BLADE LENGTH 150mm | 1 | 18.4984 | Catalog Non-Stocked Product | NO | LN | _F | _63 | 21 | 10 | 14
4052011 | 4052011 | 30.0899 | 18.0539 | Industrial Advanced | 0.6 | 0.234 | 639889902565 | AS SCREWDRIVER UNINSULATED, SLOT-HEAD | BLADE SIZE (WxT) 6.5 x 1.2; BLADE LENGTH 150mm | 1 | 18.9566 | Catalog Non-Stocked Product | NO | LN | _F | _63 | 21 | 10 | 14
4052014 | 4052014 | 32.7531 | 19.6519 | Industrial Advanced | 0.6 | 0.304 | 639889902572 | AS SCREWDRIVER UNINSULATED, SLOT-HEAD | BLADE SIZE (WxT) 8.0 x 1.2; BLADE LENGTH 175mm | 1 | 20.6345 | Catalog Non-Stocked Product | NO | LN | _F | _63 | 21 | 10 | 14
4052018 | 4052018 | 22.6038 | 13.5623 | Industrial Advanced | 0.6 | 0.079 | 639889902589 | AS SCREWDRIVER UNINSULATED, SLOT-HEAD | BLADE SIZE (WxT) 5.5; BLADE LENGTH 25mm | 1 | 14.2404 | Catalog Non-Stocked Product | NO | LN | _F | _63 | 21 | 10 | 14
4052021 | 4052021 | 21.1491 | 12.6895 | Industrial Advanced | 0.6 | 0.121 | 639889902596 | AS SCREWDRIVER UNINSULATED, POZIDRIVE | BLADE TIP PZ 1, BLADE LENGTH 80mm | 1 | 13.3239 | Catalog Non-Stocked Product | NO | LN | _F | _63 | 21 | 10 | 14
4052022 | 4052022 | 24.1704 | 14.5022 | Industrial Advanced | 0.6 | 0.212 | 639889902602 | AS SCREWDRIVER UNINSULATED, POZIDRIVE | BLADE TIP PZ 2, BLADE LENGTH 100mm | 1 | 15.2274 | Catalog Non-Stocked Product | NO | LN | _F | _63 | 21 | 10 | 14
4052031 | 4052031 | 18.7321 | 11.2392 | Industrial Advanced | 0.6 | 0.119 | 639889902619 | AS SCREWDRIVER UNINSULATED, PHILLIPS | BLADE TIP PH 1, BLADE LENGTH 80mm | 1 | 11.8012 | Catalog Non-Stocked Product | NO | LN | _F | _63 | 21 | 10 | 14
4052032 | 4052032 | 24.8977 | 14.9386 | Industrial Advanced | 0.6 | 0.214 | 639889902626 | AS SCREWDRIVER UNINSULATED, PHILLIPS | BLADE TIP PH 2, BLADE LENGTH 100mm | 1 | 15.6856 | Catalog Non-Stocked Product | NO | LN | _F | _63 | 21 | 10 | 14
4052038 | 4052038 | 20.5448 | 12.3269 | Industrial Advanced | 0.6 | 0.084 | 639889902633 | AS SCREWDRIVER UNINSULATED, PHILLIPS | BLADE TIP PH 2, BLADE LENGTH 25mm | 1 | 12.9432 | Catalog Non-Stocked Product | NO | LN | _F | _63 | 21 | 10 | 14
4052053 | 4052053 | 21.5072 | 12.9043 | Industrial Advanced | 0.6 | 0.082 | 639889902640 | AS SCREWDRIVER UNINSULATED, TORX | BLADE TIP T10, BLADE LENGTH 100mm | 1 | 13.5495 | Catalog Non-Stocked Product | NO | LN | _F | _63 | 21 | 10 | 14
4052054 | 4052054 | 23.32 | 13.992 | Industrial Advanced | 0.6 | 0.117 | 639889902657 | AS SCREWDRIVER UNINSULATED, TORX | BLADE TIP T15, BLADE LENGTH 100mm | 1 | 14.6916 | Catalog Non-Stocked Product | NO | LN | _F | _63 | 21 | 10 | 14
4052055 | 4052055 | 24.5285 | 14.7171 | Industrial Advanced | 0.6 | 0.159 | 639889902664 | AS SCREWDRIVER UNINSULATED, TORX | BLADE TIP T20 , BLADE LENGTH 100mm | 1 | 15.4529 | Catalog Non-Stocked Product | NO | LN | _F | _63 | 21 | 10 | 14
4052056 | 4052056 | 25.737 | 15.4422 | Industrial Advanced | 0.6 | 0.192 | 639889902671 | AS SCREWDRIVER UNINSULATED, TORX | BLADE TIP T25, BLADE LENGTH 100mm | 1 | 16.2143 | Catalog Non-Stocked Product | NO | LN | _F | _63 | 21 | 10 | 14
4052058 | 4052058 | 36.1325 | 21.6795 | Industrial Advanced | 0.6 | 0.238 | 639889902688 | AS SCREWDRIVER UNINSULATED, TORX | BLADE TIP T30, BLADE LENGTH 115mm | 1 | 22.7635 | Catalog Non-Stocked Product | NO | LN | _F | _63 | 21 | 10 | 14
4052101 | 4052101 | 31.6677 | 19.0006 | Industrial Advanced | 0.6 | 0.108 | 639889902695 | AS SCREWDRIVER INSULATED, SLOT-HEAD | BLADE SIZE (WxT) 3.0 x 0.5, BLADE LENGTH 100mm | 1 | 19.9507 | Catalog Non-Stocked Product | NO | LN | _F | _63 | 21 | 10 | 14
4052102 | 4052102 | 33.2343 | 19.9406 | Industrial Advanced | 0.6 | 0.11 | 639889902701 | AS SCREWDRIVER INSULATED, SLOT-HEAD | BLADE SIZE (WxT) 3.5 x 0.6, BLADE LENGTH 100mm | 1 | 20.9376 | Catalog Non-Stocked Product | NO | LN | _F | _63 | 21 | 10 | 14
4052104 | 4052104 | 34.0847 | 20.4508 | Industrial Advanced | 0.6 | 0.112 | 639889902718 | AS SCREWDRIVER INSULATED, SLOT-HEAD | BLADE SIZE (WxT) 4.0 x 0.8, BLADE LENGTH 100mm | 1 | 21.4734 | Catalog Non-Stocked Product | NO | LN | _F | _63 | 21 | 10 | 14
4052106 | 4052106 | 38.1915 | 22.9149 | Industrial Advanced | 0.6 | 0.168 | 639889902725 | AS SCREWDRIVER INSULATED; SLOT-HEAD | BLADE SIZE (WxT) 5.5 x 1.0, BLADE LENGTH 125mm | 1 | 24.0606 | Catalog Non-Stocked Product | NO | LN | _F | _63 | 21 | 10 | 14
4052107 | 4052107 | 42.2982 | 25.3789 | Industrial Advanced | 0.6 | 0.198 | 639889902732 | AS SCREWDRIVER INSULATED; SLOT-HEAD | BLADE SIZE (WxT) 6.5 x 1.2, BLADE LENGTH 125mm | 1 | 26.6479 | Catalog Non-Stocked Product | NO | LN | _F | _63 | 21 | 10 | 14
4052121 | 4052121 | 34.924 | 20.9544 | Industrial Advanced | 0.6 | 0.106 | 639889902749 | AS SCREWDRIVER INSULATED; POZIDRIVE | BLADE TIP PZ 1, BLADE LENGTH 80mm | 1 | 22.0021 | Catalog Non-Stocked Product | NO | LN | _F | _63 | 21 | 10 | 14
4052122 | 4052122 | 41.2128 | 24.7277 | Industrial Advanced | 0.6 | 0.17 | 639889902756 | AS SCREWDRIVER INSULATED; POZIDRIVE | BLADE TIP PZ 2, BLADE LENGTH 100mm | 1 | 25.964 | Catalog Non-Stocked Product | NO | LN | _F | _63 | 21 | 10 | 14
4052131 | 4052131 | 33.7155 | 20.2293 | Industrial Advanced | 0.6 | 0.106 | 639889902763 | AS SCREWDRIVER INSULATED; PHILLIPS | BLADE TIP PH 1, BLADE LENGTH 80mm | 1 | 21.2407 | Catalog Non-Stocked Product | NO | LN | _F | _63 | 21 | 10 | 14
4052132 | 4052132 | 36.8599 | 22.1159 | Industrial Advanced | 0.6 | 0.17 | 639889902770 | AS SCREWDRIVER INSULATED; PHILLIPS | BLADE TIP PH 2, BLADE LENGTH 100mm | 1 | 23.2217 | Catalog Non-Stocked Product | NO | LN | _F | _63 | 21 | 10 | 14
4052141 | 4052141 | 34.1966 | 20.518 | Industrial Advanced | 0.6 | 0.108 | 639889902787 | AS SCREWDRIVER INSULATED; PRECISION | BLADE TIP Z 1, BLADE LENGTH 80mm | 1 | 21.5439 | Catalog Non-Stocked Product | NO | LN | _F | _63 | 21 | 10 | 14
4052142 | 4052142 | 38.9188 | 23.3513 | Industrial Advanced | 0.6 | 0.17 | 639889902794 | AS SCREWDRIVER INSULATED; PRECISION | BLADE TIP Z 2, BLADE LENGTH 100mm | 1 | 24.5189 | Catalog Non-Stocked Product | NO | LN | _F | _63 | 21 | 10 | 14
4052201 | 4052201 | 76.4948 | 45.8969 | Industrial Advanced | 0.6 | 1.248 | 639889902817 | AS SCREWDRIVER SET UNINSULATED; PH-TX | PH 1, PH 2, T15, T20, T25, T30 | 1 | 48.1917 | Catalog Stocked Product | YES | L8 | _F | _63 | 21 | 10 | 14
4052202 | 4052202 | 67.0729 | 40.2437 | Industrial Advanced | 0.6 | 1.003 | 639889902824 | AS SCREWDRIVER SET UNINSULATED; TORX | T10, 15, 20, 25, 30 | 1 | 42.2559 | Catalog Stocked Product | YES | L8 | _F | _63 | 21 | 10 | 14
4052210 | 4052210 | 96.4354 | 57.8613 | Industrial Advanced | 0.6 | 0.849 | 639889902831 | AS SCREWDRIVER SET INSULATED; SL-PH | 3.0x0.5, 4.0x0.8, 5.5x1.0, PH 1, PH 2 | 1 | 60.7543 | Catalog Stocked Product | YES | L8 | _F | _63 | 21 | 10 | 14
4052211 | 4052211 | 94.6226 | 56.7736 | Industrial Advanced | 0.6 | 0.849 | 639889902848 | AS SCREWDRIVER SET INSULATED; SL-PZ | 3.0x0.5, 4.0x0.8, 5.5x1.0, PZ 1, PZ 2 | 1 | 59.6123 | Catalog Stocked Product | YES | L8 | _F | _63 | 21 | 10 | 14
4053002 | 4053002 | 15.3527 | 9.2116 | Industrial Advanced | 0.6 | 0.022 | 639889902879 | AS SCREWDRIVER BIT; SLOTTED-HEAD | BLADE SIZE (WxT) 3.5 x 0.6; BLADE LENGTH 73mm | 3 | 9.6722 | Catalog Non-Stocked Product | NO | LN | _F | _63 | 21 | 10 | 14
4053003 | 4053003 | 15.3527 | 9.2116 | Industrial Advanced | 0.6 | 0.024 | 639889902886 | AS SCREWDRIVER BIT; SLOTTED-HEAD | BLADE SIZE (WxT) 4.0 x 0.8; BLADE LENGTH 73mm | 3 | 9.6722 | Catalog Non-Stocked Product | NO | LN | _F | _63 | 21 | 10 | 14
4053011 | 4053011 | 12.6895 | 7.6137 | Industrial Advanced | 0.6 | 0.026 | 639889902893 | AS SCREWDRIVER BIT; POZIDRIVE | BLADE TIP PZ 1, BLADE LENGTH 73mm | 3 | 7.9944 | Catalog Non-Stocked Product | NO | LN | _F | _63 | 21 | 10 | 14
4053012 | 4053012 | 12.4433 | 7.466 | Industrial Advanced | 0.6 | 0.035 | 639889902909 | AS SCREWDRIVER BIT; POZIDRIVE | BLADE TIP PZ 2, BLADE LENGTH 73mm | 3 | 7.8393 | Catalog Non-Stocked Product | NO | LN | _F | _63 | 21 | 10 | 14
4053021 | 4053021 | 12.2083 | 7.325 | Industrial Advanced | 0.6 | 0.026 | 639889902916 | AS SCREWDRIVER BIT; PHILLIPS | BLADE TIP PH 1, BLADE LENGTH 73mm | 3 | 7.6912 | Catalog Non-Stocked Product | NO | LN | _F | _63 | 21 | 10 | 14
4053022 | 4053022 | 11.9621 | 7.1773 | Industrial Advanced | 0.6 | 0.035 | 639889902923 | AS SCREWDRIVER BIT; PHILLIPS | BLADE TIP PH 2, BLADE LENGTH 73mm | 3 | 7.5361 | Catalog Non-Stocked Product | NO | LN | _F | _63 | 21 | 10 | 14
4053031 | 4053031 | 23.32 | 13.992 | Industrial Advanced | 0.6 | 0.026 | 639889902930 | AS SCREWDRIVER BIT; PERCISION | BLADE TIP Z 1, BLADE LENGTH 73mm | 3 | 14.6916 | Catalog Non-Stocked Product | NO | LN | _F | _63 | 21 | 10 | 14
4053032 | 4053032 | 23.32 | 13.992 | Industrial Advanced | 0.6 | 0.035 | 639889902947 | AS SCREWDRIVER BIT; PERCISION | BLADE TIP Z 2, BLADE LENGTH 73mm | 3 | 14.6916 | Catalog Non-Stocked Product | NO | LN | _F | _63 | 21 | 10 | 14
4053041 | 4053041 | 18.1278 | 10.8767 | Industrial Advanced | 0.6 | 0.022 | 639889902954 | AS SCREWDRIVER BIT; TORX | BLADE TIP T10, BLADE LENGTH 73mm | 3 | 11.4205 | Catalog Non-Stocked Product | NO | LN | _F | _63 | 21 | 10 | 14
4053042 | 4053042 | 17.8816 | 10.729 | Industrial Advanced | 0.6 | 0.024 | 639889902961 | AS SCREWDRIVER BIT; TORX | BLADE TIP T15, BLADE LENGTH 73mm | 3 | 11.2654 | Catalog Non-Stocked Product | NO | LN | _F | _63 | 21 | 10 | 14
4053043 | 4053043 | 17.8816 | 10.729 | Industrial Advanced | 0.6 | 0.026 | 639889902978 | AS SCREWDRIVER BIT; TORX | BLADE TIP T20 , BLADE LENGTH 73mm | 3 | 11.2654 | Catalog Non-Stocked Product | NO | LN | _F | _63 | 21 | 10 | 14
4053044 | 4053044 | 17.8816 | 10.729 | Industrial Advanced | 0.6 | 0.029 | 639889900585 | AS SCREWDRIVER BIT; TORX | BLADE TIP T25, BLADE LENGTH 73mm | 3 | 11.2654 | Catalog Non-Stocked Product | NO | LN | _F | _63 | 21 | 10 | 14
4053045 | 4053045 | 20.0637 | 12.0382 | Industrial Advanced | 0.6 | 0.033 | 639889900592 | AS SCREWDRIVER BIT; TORX | BLADE TIP T27, BLADE LENGTH 73mm | 3 | 12.6401 | Catalog Non-Stocked Product | NO | LN | _F | _63 | 21 | 10 | 14
4053046 | 4053046 | 18.7321 | 11.2392 | Industrial Advanced | 0.6 | 0.035 | 639889900608 | AS SCREWDRIVER BIT; TORX | BLADE TIP T30, BLADE LENGTH 73mm | 3 | 11.8012 | Catalog Non-Stocked Product | NO | LN | _F | _63 | 21 | 10 | 14
4053047 | 4053047 | 18.7321 | 11.2392 | Industrial Advanced | 0.6 | 0.042 | 639889900615 | AS SCREWDRIVER BIT; TORX | BLADE TIP T40, BLADE LENGTH 73mm | 3 | 11.8012 | Catalog Non-Stocked Product | NO | LN | _F | _63 | 21 | 10 | 14
4053300 | 4053300 | 28.154 | 16.8924 | Industrial Advanced | 0.6 | 0.231 | 639889900622 | AS SCREWDRIVER BIT HOLDER WITH HANDLE | BLADE LENGTH 100mm | 1 | 17.737 | Catalog Non-Stocked Product | NO | LN | _F | _63 | 21 | 10 | 14
4053310 | 4053310 | 9.422 | 5.6532 | Industrial Advanced | 0.6 | 0.04 | 639889900639 | AS MAGNETIC BIT HOLDER WITH HEX DRIVE | SHAFT LENGTH 47mm | 1 | 5.9358 | Catalog Non-Stocked Product | NO | LN | _F | _63 | 21 | 10 | 14
4053400 | 4053400 | 50.1536 | 30.0921 | Industrial Advanced | 0.6 | 0.218 | 639889900646 | AS SCREWDRIVER BIT SET; SL-PH-Z | 0.6x3.5, 0.8x4.0, 1.0x5.5, PH 1, PH 2, Z 2 | 1 | 31.5968 | Catalog Non-Stocked Product | NO | LN | _F | _63 | 21 | 10 | 14
4053410 | 4053410 | 58.009 | 34.8054 | Industrial Advanced | 0.6 | 0.218 | 639889900653 | AS SCREWDRIVER BIT SET; TORX | T10, 15, 20, 25, 30, 40 | 1 | 36.5456 | Catalog Non-Stocked Product | NO | LN | _F | _63 | 21 | 10 | 14
4053420 | 4053420 | 34.3197 | 20.5918 | Industrial Advanced | 0.6 | 0.187 | 639889900660 | AS SCREWDRIVER BIT SET WITH HOLDER; TORX | T25, 30, 40, PH 1, 2, 3 | 1 | 21.6214 | Catalog Non-Stocked Product | NO | LN | _F | _63 | 21 | 10 | 14
4053450 | 4053450 | 198.3987 | 119.0392 | Industrial Advanced | 0.6 | 2.357 | 639889900677 | AS INTERCHANGEABLE SCREWDRIVER-SET | ROTATING HANDLE WITH 12 SCREWDRIVER BITS | 1 | 124.9912 | Catalog Stocked Product | YES | L8 | _F | _63 | 21 | 10 | 14
4053500 | 4053500 | 1360.8159 | 816.4895 | Industrial Advanced | 0.6 | 9.7 | 639889900684 | AS TOOL BAG WITH TOOLS | INSULATED/NON-INSULATED SCREW DRIVERS; BIT DRIVE SCREWDRIVER; BIT KIT; | 1 | 857.314 | Catalog Non-Stocked Product | NO | LN | _F | _63 | 21 | 10 | 14
4054000 | 4054000 | 413.3586 | 248.0152 | Industrial Advanced | 0.6 | 0.99 | 639889900691 | AS CRIMPING PLIER; 24-10 AWG; TRAPEZOID | FOR FERRULES WITH/WITHOUT INSULATING | 1 | 260.4159 | Catalog Non-Stocked Product | NO | LN | _F | _63 | 21 | 10 | 14
4054001 | 4054001 | 496.836 | 298.1016 | Industrial Advanced | 0.6 | 1.019 | 639889900707 | AS CRIMPING PLIER; 22-10 AWG; SQUARE | FOR FERRULES WITH/WITHOUT INSULATING | 1 | 313.0067 | Catalog Non-Stocked Product | NO | LN | _F | _63 | 21 | 10 | 14
4054002 | 4054002 | 351.366 | 210.8196 | Industrial Advanced | 0.6 | 0.99 | 639889918559 | AS CRIMPING PLIERS SQUARE 0.14-10MM2 | AWG 26-8, SELF-ADJUSTING | 1 | 221.3606 | Catalog Non-Stocked Product | NO | LN | _F | _63 | 21 | 10 | 14
4054003 | 4054003 | 397.6926 | 238.6156 | Industrial Advanced | 0.6 | 1.003 | 639889918566 | AS CRIMPING PLIERS HEXAGONAL 0.14-10MM2 | AWG 26-8, SELF-ADJUSTING | 1 | 250.5463 | Catalog Non-Stocked Product | NO | LN | _F | _63 | 21 | 10 | 14
4054004 | 4054004 | 395.4546 | 237.2728 | Industrial Advanced | 0.6 | 1.521 | 639889900714 | AS CRIMPING PLIER; 8-4 AWG; WM CRIMP | FOR FERRULES WITH/WITHOUT INSULATING | 1 | 249.1364 | Catalog Non-Stocked Product | NO | LN | _F | _63 | 21 | 10 | 14
4054008 | 4054008 | 563.976 | 338.3856 | Industrial Advanced | 0.6 | 1.521 | 639889900721 | AS CRIMPING PLIER; 2-1 AWG; WM CRIMP | FOR FERRULES WITH/WITHOUT INSULATING | 1 | 355.3049 | Catalog Non-Stocked Product | NO | LN | _F | _63 | 21 | 10 | 14
4054021 | 4054021 | 508.9212 | 305.3527 | Industrial Advanced | 0.6 | 0.959 | 639889900745 | AS CRIMPING PLIER; 22-10 AWG; INDENT | FOR UNINSULATED CABLE LUGS | 1 | 320.6204 | Catalog Non-Stocked Product | NO | LN | _F | _63 | 21 | 10 | 14
4054024 | 4054024 | 749.0586 | 449.4352 | Industrial Advanced | 0.6 | 1.477 | 639889900769 | AS CRIMPING PLIER; 8-4 AWG; INDENT | FOR UNINSULATED CABLE LUGS | 1 | 471.9069 | Catalog Non-Stocked Product | NO | LN | _F | _63 | 21 | 10 | 14
4054081 | 4054081 | 628.0947 | 376.8568 | Industrial Advanced | 0.6 | 1.499 | 639889900783 | AS CRIMPING PLIER; 22-10 AWG; B-CRIMP | FOR UNINSULATED SLIP-ON SLEEVES 2.8, 4.8 AND 6.3 MM | 1 | 395.6997 | Catalog Non-Stocked Product | NO | LN | _F | _63 | 21 | 10 | 14
4054140 | 4054140 | 380.46 | 228.276 | Industrial Advanced | 0.6 | 0.97 | 639889900790 | AS CRIMPING PLIER; 22-14 AWG; OVAL | FOR INSULATED CABLE LUGS | 1 | 239.6898 | Catalog Non-Stocked Product | NO | LN | _F | _63 | 21 | 10 | 14
4054141 | 4054141 | 435.7386 | 261.4432 | Industrial Advanced | 0.6 | 1.499 | 639889900806 | AS CRIMPING PLIER; 22-10 AWG; OVAL | FOR INSULATED CABLE LUGS | 1 | 274.5153 | Catalog Non-Stocked Product | NO | LN | _F | _63 | 21 | 10 | 14
4054300 | 4054300 | 249.2013 | 149.5208 | Industrial Advanced | 0.6 | 0.397 | 639889900813 | AS STRIPPING TOOL; 34-8 AWG | FOR CABLES AND CONDUCTORS, STRIPPING LENGTH OF UP TO 18 MM | 1 | 156.9968 | Catalog Non-Stocked Product | NO | LN | _F | _63 | 21 | 10 | 14
4054305 | 4054305 | 311.8653 | 187.1192 | Industrial Advanced | 0.6 | 0.397 | 639889900820 | AS STRIPPING TOOL; 12-5 AWG | FOR CABLES AND CONDUCTORS, STRIPPING LENGTH OF UP TO 18 MM | 1 | 196.4751 | Catalog Non-Stocked Product | NO | LN | _F | _63 | 21 | 10 | 14
4054310 | 4054310 | 240.1374 | 144.0824 | Industrial Advanced | 0.6 | 0.397 | 639889900837 | AS STRIPPING TOOL; 28-12 AWG | FOR RUBBER A. SILICONE INSULATIONS, STRIP LENGTH UP TO 18 MM | 1 | 151.2866 | Catalog Non-Stocked Product | NO | LN | _F | _63 | 21 | 10 | 14
4054400 | 4054400 | 68.1583 | 40.895 | Industrial Advanced | 0.6 | 0.095 | 639889900844 | AS STRIPPING TOOL; WIRE DIA. 2.5 - 11 MM | FOR STRIPPING MULTICORE SIGNAL, CONTROL AND FIBRE GLASS WIRES | 1 | 42.9397 | Catalog Non-Stocked Product | NO | LN | _F | _63 | 21 | 10 | 14
4054405 | 4054405 | 81.217 | 48.7302 | Industrial Advanced | 0.6 | 0.137 | 639889900851 | AS STRIPPING TOOL; WIRE DIA. 8 - 13 MM | FOR STRIPPING INSTALLATION LINES AND SINGLE LINE | 1 | 51.1667 | Catalog Non-Stocked Product | NO | LN | _F | _63 | 21 | 10 | 14
4054410 | 4054410 | 128.5731 | 77.1439 | Industrial Advanced | 0.6 | 0.443 | 639889900868 | AS STRIPPING TOOL; WIRE DIA. 4.5 - 40MM | FOR STRIPPING CABLES, INSULATION THICKNESS OF UP TO 4.5 MM | 1 | 81.0011 | Catalog Non-Stocked Product | NO | LN | _F | _63 | 21 | 10 | 14
4054500 | 4054500 | 74.0778 | 44.4467 | Industrial Advanced | 0.6 | 0.033 | 639889900875 | AS REPLACEMENT BLADE FOR STRIPPING TOOL | 0.02 - 10 MM² | 1 | 46.669 | Catalog Non-Stocked Product | NO | LN | _F | _63 | 21 | 10 | 14
4054505 | 4054505 | 115.9284 | 69.557 | Industrial Advanced | 0.6 | 0.031 | 639889900882 | AS REPLACEMENT BLADE FOR STRIPPING TOOL | 4 - 16 MM² | 1 | 73.0349 | Catalog Non-Stocked Product | NO | LN | _F | _63 | 21 | 10 | 14
4054510 | 4054510 | 114.8094 | 68.8856 | Industrial Advanced | 0.6 | 0.033 | 639889900899 | AS REPLACEMENT BLADE FOR STRIPPING TOOL | 0.1 - 4 MM²,SPECIAL FOR RUBBER A. SILICONE INSULATIONS | 1 | 72.3299 | Catalog Non-Stocked Product | NO | LN | _F | _63 | 21 | 10 | 14
4054520 | 4054520 | 23.9242 | 14.3545 | Industrial Advanced | 0.6 | 0.018 | 639889900905 | AS REPLACEMENT BLADE FOR STRIPPING TOOL | WIRE DIA. 2.5 TO 11MM | 1 | 15.0723 | Catalog Non-Stocked Product | NO | LN | _F | _63 | 21 | 10 | 14
4054530 | 4054530 | 70.9446 | 42.5668 | Industrial Advanced | 0.6 | 0.018 | 639889900912 | AS REPLACEMENT BLADE FOR STRIPPING TOOL | WIRE DIA. 4.5 TO 40MM | 1 | 44.6951 | Catalog Non-Stocked Product | NO | LN | _F | _63 | 21 | 10 | 14
4054600 | 4054600 | 60.426 | 36.2556 | Industrial Advanced | 0.6 | 0.558 | 639889900929 | AS SIDE CUTTER FOR WIRE DIA. 0.2-11MM | FOR COPPER AND ALUMINIUM CONDUCTORS | 1 | 38.0684 | Catalog Stocked Product | YES | L8 | _F | _63 | 21 | 10 | 14
4054650 | 4054650 | 58.9713 | 35.3828 | Industrial Advanced | 0.6 | 0.448 | 639889900936 | AS CABLE CUTTER; WIRE DIA. UP TO 12MM | FOR COPPER AND ALUMINIUM UP TO 12 MM DIAMETER | 1 | 37.1519 | Catalog Stocked Product | YES | L8 | _F | _63 | 21 | 10 | 14
4054660 | 4054660 | 97.1628 | 58.2977 | Industrial Advanced | 0.6 | 0.659 | 639889900943 | AS CABLE CUTTER; WIRE DIA. UP TO 18MM | FOR COPPER AND ALUMINIUM UP TO 18 MM DIAMETER | 1 | 61.2125 | Catalog Stocked Product | YES | L8 | _F | _63 | 21 | 10 | 14
4054700 | 4054700 | 55.8381 | 33.5029 | Industrial Advanced | 0.6 | 0.236 | 639889900950 | AS ELECTRICIAN'S SCISSORS | SUITABLE FOR COPPER, ALUMINIUM, KEVLAR FIBERS AND PLASTIC | 1 | 35.178 | Catalog Stocked Product | YES | L8 | _F | _63 | 21 | 10 | 14
4054750 | 4054750 | 74.0778 | 44.4467 | Industrial Advanced | 0.6 | 0.194 | 639889900967 | AS ELECTRONIC SIDE CUTTER | WITH TAPERED HEAD, ANGLED (21°) | 1 | 46.669 | Catalog Stocked Product | YES | L8 | _F | _63 | 21 | 10 | 14
4054800 | 4054800 | 62.1157 | 37.2694 | Industrial Advanced | 0.6 | 0.659 | 639889900974 | AS COMBINATION PLIER W. INSULATED HANDLE | CROSS-NOTCHED GRIP AREA, INTEGRATED M8-M10 RING WRENCH | 1 | 39.1329 | Catalog Stocked Product | YES | L8 | _F | _63 | 21 | 10 | 14
4054850 | 4054850 | 64.6558 | 38.7935 | Industrial Advanced | 0.6 | 0.474 | 639889900981 | AS NEEDLE-NOSE PLIER W. INSULATED HANDLE | NOTCHED GRIP AREA, WITH BLADE | 1 | 40.7332 | Catalog Stocked Product | YES | L8 | _F | _63 | 21 | 10 | 14
4055010 | 4055010 | 2257.4706 | 1354.4824 | Industrial Advanced | 0.6 | 7.407 | 639889901025 | AS MANUAL HYDRAULIC PUNCH, 90DEG | WITH PLASTIC CASE, 360° ROTATABLE CYLINDER | 1 | 1422.2065 | Catalog Non-Stocked Product | NO | LN | _F | _63 | 21 | 10 | 14
4055020 | 4055020 | 3105.8964 | 1863.5378 | Industrial Advanced | 0.6 | 7.817 | 639889901032 | AS MANUAL HYDRAULIC PUNCH, HOSE/CYLINDER | WITH PLASTIC CASE, HYDRAULIC HOSE, CYLINDER AND ACCESSORIES | 1 | 1956.7147 | Catalog Non-Stocked Product | NO | LN | _F | _63 | 21 | 10 | 14
4055070 | 4055070 | 2879.8584 | 1727.915 | Industrial Advanced | 0.6 | 11.772 | 639889901056 | AS HAND HYDRAULIC PUNCH SET | WITH PLASTIC CASE, INCL. 7 PUNCHES M 16-63 AND ACCESSORIES | 1 | 1814.3108 | Catalog Non-Stocked Product | NO | LN | _F | _63 | 21 | 10 | 14
4055080 | 4055080 | 3374.2326 | 2024.5396 | Industrial Advanced | 0.6 | 9.171 | 639889901063 | AS MANUAL HYDRAULIC, 5 PUNCH SET, 90DEG | WITH PLASTIC CASE, INCL. 5 PUNCHES M 16-40 AND ACCESSORIES | 1 | 2125.7665 | Catalog Non-Stocked Product | NO | LN | _F | _63 | 21 | 10 | 14
4055085 | 4055085 | 3470.9142 | 2082.5485 | Industrial Advanced | 0.6 | 13.119 | 639889901070 | AS MANUAL HYDRAULIC; 9 PUNCH SET, 90DEG | WITH PLASTIC CASE, INCL. 9 PUNCHES PG 9-48 AND ACCESSORIES | 1 | 2186.6759 | Catalog Non-Stocked Product | NO | LN | _F | _63 | 21 | 10 | 14
4055115 | 4055115 | 221.4501 | 132.8701 | Industrial Advanced | 0.6 | 0.119 | 639889901087 | AS SHEET METAL PUNCH FOR STAINLESS STEAL | ROUND, Ø 15.2 MM / PG 9, WITH 3-FOLD SPLITTER | 1 | 139.5136 | Catalog Non-Stocked Product | NO | LN | _F | _63 | 21 | 10 | 14
4055116 | 4055116 | 226.7094 | 136.0256 | Industrial Advanced | 0.6 | 0.13 | 639889901094 | AS SHEET METAL PUNCH FOR STAINLESS STEAL | ROUND, Ø 16.2 MM / M 16, WITH 3-FOLD SPLITTER | 1 | 142.8269 | Catalog Non-Stocked Product | NO | LN | _F | _63 | 21 | 10 | 14
4055118 | 4055118 | 231.9687 | 139.1812 | Industrial Advanced | 0.6 | 0.179 | 639889901100 | AS SHEET METAL PUNCH FOR STAINLESS STEAL | ROUND, Ø 18.6 MM / PG 11, WITH 3-FOLD SPLITTER | 1 | 146.1403 | Catalog Non-Stocked Product | NO | LN | _F | _63 | 21 | 10 | 14
4055120 | 4055120 | 245.2848 | 147.1709 | Industrial Advanced | 0.6 | 0.216 | 639889901117 | AS SHEET METAL PUNCH FOR STAINLESS STEAL | ROUND, Ø 20.4 MM / PG 13 / M 20, WITH 3-FOLD SPLITTER | 1 | 154.5294 | Catalog Non-Stocked Product | NO | LN | _F | _63 | 21 | 10 | 14
4055122 | 4055122 | 254.7963 | 152.8778 | Industrial Advanced | 0.6 | 0.249 | 639889901124 | AS SHEET METAL PUNCH FOR STAINLESS STEAL | ROUND, Ø 22.5 MM / PG 16, WITH 3-FOLD SPLITTER | 1 | 160.5217 | Catalog Non-Stocked Product | NO | LN | _F | _63 | 21 | 10 | 14
4055125 | 4055125 | 264.084 | 158.4504 | Industrial Advanced | 0.6 | 0.313 | 639889901131 | AS SHEET METAL PUNCH FOR STAINLESS STEAL | ROUND, Ø 25.4 MM / M 25, WITH 3-FOLD SPLITTER | 1 | 166.3729 | Catalog Non-Stocked Product | NO | LN | _F | _63 | 21 | 10 | 14
4055128 | 4055128 | 231.9687 | 139.1812 | Industrial Advanced | 0.6 | 0.399 | 639889901148 | AS SHEET METAL PUNCH FOR STAINLESS STEAL | ROUND, Ø 28.3 MM / PG 21, WITH 3-FOLD SPLITTER | 1 | 146.1403 | Catalog Non-Stocked Product | NO | LN | _F | _63 | 21 | 10 | 14
4055130 | 4055130 | 245.2848 | 147.1709 | Industrial Advanced | 0.6 | 0.461 | 639889901155 | AS SHEET METAL PUNCH FOR STAINLESS STEAL | ROUND, Ø 30.5 MM, WITH 3-FOLD SPLITTER | 1 | 154.5294 | Catalog Non-Stocked Product | NO | LN | _F | _63 | 21 | 10 | 14
4055132 | 4055132 | 277.512 | 166.5072 | Industrial Advanced | 0.6 | 0.584 | 639889901162 | AS SHEET METAL PUNCH FOR STAINLESS STEAL | ROUND, Ø 32.5 MM / M 32, WITH 3-FOLD SPLITTER | 1 | 174.8326 | Catalog Non-Stocked Product | NO | LN | _F | _63 | 21 | 10 | 14
4055134 | 4055134 | 294.0732 | 176.4439 | Industrial Advanced | 0.6 | 0.635 | 639889901179 | AS SHEET METAL PUNCH FOR STAINLESS STEAL | ROUND, Ø 34.6 MM / R1", WITH 3-FOLD SPLITTER | 1 | 185.2661 | Catalog Non-Stocked Product | NO | LN | _F | _63 | 21 | 10 | 14
4055137 | 4055137 | 277.512 | 166.5072 | Industrial Advanced | 0.6 | 0.756 | 639889901186 | AS SHEET METAL PUNCH FOR STAINLESS STEAL | ROUND, Ø 37.0 MM / PG 29, WITH 3-FOLD SPLITTER | 1 | 174.8326 | Catalog Non-Stocked Product | NO | LN | _F | _63 | 21 | 10 | 14
4055140 | 4055140 | 340.2879 | 204.1727 | Industrial Advanced | 0.6 | 0.919 | 639889901193 | AS SHEET METAL PUNCH FOR STAINLESS STEAL | ROUND, Ø 40.5 MM / M 40, WITH 3-FOLD SPLITTER | 1 | 214.3814 | Catalog Non-Stocked Product | NO | LN | _F | _63 | 21 | 10 | 14
4055143 | 4055143 | 401.3853 | 240.8312 | Industrial Advanced | 0.6 | 1.071 | 639889901209 | AS SHEET METAL PUNCH FOR STAINLESS STEAL | ROUND, Ø 43.2 MM / R1-1/4", WITH 3-FOLD SPLITTER | 1 | 252.8727 | Catalog Non-Stocked Product | NO | LN | _F | _63 | 21 | 10 | 14
4055149 | 4055149 | 441.6693 | 265.0016 | Industrial Advanced | 0.6 | 1.351 | 639889901223 | AS SHEET METAL PUNCH FOR STAINLESS STEAL | ROUND, Ø 49.6 MM / R1-1/2", WITH 3-FOLD SPLITTER | 1 | 278.2517 | Catalog Non-Stocked Product | NO | LN | _F | _63 | 21 | 10 | 14
4055150 | 4055150 | 432.6054 | 259.5632 | Industrial Advanced | 0.6 | 1.612 | 639889901230 | AS SHEET METAL PUNCH FOR STAINLESS STEAL | ROUND, Ø 50.5 MM / M 50, WITH 3-FOLD SPLITTER | 1 | 272.5414 | Catalog Non-Stocked Product | NO | LN | _F | _63 | 21 | 10 | 14
4055154 | 4055154 | 469.98 | 281.988 | Industrial Advanced | 0.6 | 1.698 | 639889901247 | AS SHEET METAL PUNCH FOR STAINLESS STEAL | ROUND, Ø 54.0 MM / PG 42, WITH 3-FOLD SPLITTER | 1 | 296.0874 | Catalog Non-Stocked Product | NO | LN | _F | _63 | 21 | 10 | 14
4055160 | 4055160 | 546.1839 | 327.7103 | Industrial Advanced | 0.6 | 2.163 | 639889901254 | AS SHEET METAL PUNCH FOR STAINLESS STEAL | ROUND, Ø 60.0 MM / PG 48, WITH 3-FOLD SPLITTER | 1 | 344.0959 | Catalog Non-Stocked Product | NO | LN | _F | _63 | 21 | 10 | 14
4055161 | 4055161 | 593.8533 | 356.312 | Industrial Advanced | 0.6 | 2.231 | 639889901261 | AS SHEET METAL PUNCH FOR STAINLESS STEAL | ROUND, Ø 61.5 MM / R2", WITH 3-FOLD SPLITTER | 1 | 374.1276 | Catalog Non-Stocked Product | NO | LN | _F | _63 | 21 | 10 | 14
4055163 | 4055163 | 534.2106 | 320.5264 | Industrial Advanced | 0.6 | 2.421 | 639889901278 | AS SHEET METAL PUNCH FOR STAINLESS STEAL | ROUND, Ø 63.5 MM / M 63, WITH 3-FOLD SPLITTER | 1 | 336.5527 | Catalog Non-Stocked Product | NO | LN | _F | _63 | 21 | 10 | 14
4055180 | 4055180 | 1720.9101 | 1032.5461 | Industrial Advanced | 0.6 | 2.421 | 639889901285 | AS SHEET METAL PUNCH FOR STAINLESS STEAL | 5 DIES, ROUND, M 16 - M 40, WITH 3-FOLD SPLITTER | 1 | 1084.1734 | Catalog Non-Stocked Product | NO | LN | _F | _63 | 21 | 10 | 14
4055212 | 4055212 | 70.3403 | 42.2042 | Industrial Advanced | 0.6 | 0.176 | 639889901292 | AS SHEET METAL PUNCH | ROUND, Ø 12.7 MM / PG 7 / M 12 | 1 | 44.3144 | Catalog Non-Stocked Product | NO | LN | _F | _63 | 21 | 10 | 14
4055215 | 4055215 | 63.5704 | 38.1422 | Industrial Advanced | 0.6 | 0.187 | 639889901308 | AS SHEET METAL PUNCH | ROUND, Ø 15.2 MM / PG 9 | 1 | 40.0493 | Catalog Non-Stocked Product | NO | LN | _F | _63 | 21 | 10 | 14
4055216 | 4055216 | 63.5704 | 38.1422 | Industrial Advanced | 0.6 | 0.205 | 639889901315 | AS SHEET METAL PUNCH | ROUND, Ø 16.2 MM / M 16 | 1 | 40.0493 | Catalog Non-Stocked Product | NO | LN | _F | _63 | 21 | 10 | 14
4055218 | 4055218 | 64.7789 | 38.8673 | Industrial Advanced | 0.6 | 0.231 | 639889901322 | AS SHEET METAL PUNCH | ROUND, Ø 18.6 MM / PG 11 | 1 | 40.8107 | Catalog Non-Stocked Product | NO | LN | _F | _63 | 21 | 10 | 14
4055220 | 4055220 | 64.7789 | 38.8673 | Industrial Advanced | 0.6 | 0.269 | 639889901339 | AS SHEET METAL PUNCH | ROUND, Ø 20.4 MM / PG 13 M 20 | 1 | 40.8107 | Catalog Non-Stocked Product | NO | LN | _F | _63 | 21 | 10 | 14
4055222 | 4055222 | 67.6771 | 40.6063 | Industrial Advanced | 0.6 | 0.293 | 639889901346 | AS SHEET METAL PUNCH | ROUND, Ø 22.5 MM / PG 16 | 1 | 42.6366 | Catalog Non-Stocked Product | NO | LN | _F | _63 | 21 | 10 | 14
4055225 | 4055225 | 89.0724 | 53.4434 | Industrial Advanced | 0.6 | 0.359 | 639889901353 | AS SHEET METAL PUNCH | ROUND, Ø 25.4 MM / M 25 | 1 | 56.1156 | Catalog Non-Stocked Product | NO | LN | _F | _63 | 21 | 10 | 14
4055228 | 4055228 | 77.0991 | 46.2595 | Industrial Advanced | 0.6 | 0.428 | 639889901360 | AS SHEET METAL PUNCH | ROUND, Ø 28.3 MM / PG 21 | 1 | 48.5724 | Catalog Non-Stocked Product | NO | LN | _F | _63 | 21 | 10 | 14
4055232 | 4055232 | 79.6392 | 47.7835 | Industrial Advanced | 0.6 | 0.534 | 639889901384 | AS SHEET METAL PUNCH | ROUND, Ø 32.5 MM / M 32 | 1 | 50.1727 | Catalog Non-Stocked Product | NO | LN | _F | _63 | 21 | 10 | 14
4055237 | 4055237 | 114.8094 | 68.8856 | Industrial Advanced | 0.6 | 1.074 | 639889901407 | AS SHEET METAL PUNCH | ROUND, Ø 37.0 MM / PG 29 | 1 | 72.3299 | Catalog Non-Stocked Product | NO | LN | _F | _63 | 21 | 10 | 14
4055240 | 4055240 | 162.0312 | 97.2187 | Industrial Advanced | 0.6 | 1.221 | 639889901414 | AS SHEET METAL PUNCH | ROUND, Ø 40.5 MM / M 40 | 1 | 102.0797 | Catalog Non-Stocked Product | NO | LN | _F | _63 | 21 | 10 | 14
4055247 | 4055247 | 186.2016 | 111.721 | Industrial Advanced | 0.6 | 1.605 | 639889901438 | AS SHEET METAL PUNCH | ROUND, Ø 47.0 MM / PG 36 | 1 | 117.307 | Catalog Non-Stocked Product | NO | LN | _F | _63 | 21 | 10 | 14
4055250 | 4055250 | 244.2777 | 146.5666 | Industrial Advanced | 0.6 | 1.978 | 639889901452 | AS SHEET METAL PUNCH | ROUND, Ø 50.5 MM / M 50 | 1 | 153.895 | Catalog Non-Stocked Product | NO | LN | _F | _63 | 21 | 10 | 14
4055254 | 4055254 | 265.9863 | 159.5918 | Industrial Advanced | 0.6 | 2.09 | 639889901469 | AS SHEET METAL PUNCH | ROUND, Ø 54.0 MM / PG 42 | 1 | 167.5714 | Catalog Non-Stocked Product | NO | LN | _F | _63 | 21 | 10 | 14
4055260 | 4055260 | 259.2723 | 155.5634 | Industrial Advanced | 0.6 | 2.579 | 639889901476 | AS SHEET METAL PUNCH | ROUND, Ø 60.0 MM / PG 48 | 1 | 163.3415 | Catalog Non-Stocked Product | NO | LN | _F | _63 | 21 | 10 | 14
4055263 | 4055263 | 446.1453 | 267.6872 | Industrial Advanced | 0.6 | 2.754 | 639889901490 | AS SHEET METAL PUNCH | ROUND, Ø 63.5 MM / M 63 | 1 | 281.0715 | Catalog Non-Stocked Product | NO | LN | _F | _63 | 21 | 10 | 14
4055322 | 4055322 | 574.4946 | 344.6968 | Industrial Advanced | 0.6 | 1.627 | 639889901506 | AS SHEET METAL PUNCH | QUADRATIC, 22.2 X 22.2 MM | 1 | 361.9316 | Catalog Non-Stocked Product | NO | LN | _F | _63 | 21 | 10 | 14
4055346 | 4055346 | 1444.1814 | 866.5088 | Industrial Advanced | 0.6 | 5.249 | 639889901520 | AS SHEET METAL PUNCH | QUADRATIC, 46.0 X 46.0 MM | 1 | 909.8343 | Catalog Non-Stocked Product | NO | LN | _F | _63 | 21 | 10 | 14
4055350 | 4055350 | 1870.7442 | 1122.4465 | Industrial Advanced | 0.6 | 6.894 | 639889901537 | AS SHEET METAL PUNCH | QUADRATIC, 50.8 X 50.8 MM | 1 | 1178.5688 | Catalog Non-Stocked Product | NO | LN | _F | _63 | 21 | 10 | 14
4055368 | 4055368 | 2001.3315 | 1200.7989 | Industrial Advanced | 0.6 | 9.61 | 639889901544 | AS SHEET METAL PUNCH | QUADRATIC, 68.0 X 68.0 MM | 1 | 1260.8388 | Catalog Non-Stocked Product | NO | LN | _F | _63 | 21 | 10 | 14
4055392 | 4055392 | 2263.5132 | 1358.1079 | Industrial Advanced | 0.6 | 16.799 | 639889901551 | AS SHEET METAL PUNCH | QUADRATIC, 92.0 X 92.0 MM | 1 | 1426.0133 | Catalog Non-Stocked Product | NO | LN | _F | _63 | 21 | 10 | 14
4055400 | 4055400 | 625.1853 | 375.1112 | Industrial Advanced | 0.6 | 1.845 | 639889901568 | AS SHEET METAL PUNCH | RECTANGULAR, 22.0 X 30.0 MM | 1 | 393.8667 | Catalog Non-Stocked Product | NO | LN | _F | _63 | 21 | 10 | 14
4055401 | 4055401 | 670.0572 | 402.0343 | Industrial Advanced | 0.6 | 2.004 | 639889901575 | AS SHEET METAL PUNCH | RECTANGULAR, 22.0 X 42.0 MM | 1 | 422.136 | Catalog Non-Stocked Product | NO | LN | _F | _63 | 21 | 10 | 14
4055402 | 4055402 | 2263.5132 | 1358.1079 | Industrial Advanced | 0.6 | 9.581 | 639889901582 | AS SHEET METAL PUNCH | RECTANGULAR, 45.0 X 92.0 MM | 1 | 1426.0133 | Catalog Non-Stocked Product | NO | LN | _F | _63 | 21 | 10 | 14
4055403 | 4055403 | 2316.7776 | 1390.0666 | Industrial Advanced | 0.6 | 9.643 | 639889901599 | AS SHEET METAL PUNCH | RECTANGULAR, 46.0 X 92.0 MM | 1 | 1459.5699 | Catalog Non-Stocked Product | NO | LN | _F | _63 | 21 | 10 | 14
4055440 | 4055440 | 717.6147 | 430.5688 | Industrial Advanced | 0.6 | 1.669 | 639889901605 | AS SHEET METAL PUNCH | ROUND HOLE WITH NOSE, Ø 22.5 MM | 1 | 452.0973 | Catalog Non-Stocked Product | NO | LN | _F | _63 | 21 | 10 | 14
4055441 | 4055441 | 763.9413 | 458.3648 | Industrial Advanced | 0.6 | 1.66 | 639889901612 | AS SHEET METAL PUNCH | ROUND HOLE, Ø 22.5 MM, FLATTENED ON 4 SIDES | 1 | 481.283 | Catalog Stocked Product | YES | L8 | _F | _63 | 21 | 10 | 14
4055460 | 4055460 | 1942.1364 | 1165.2818 | Industrial Advanced | 0.6 | 6.327 | 639889901629 | AS SHEET METAL PUNCH | RECTANGULAR, FOR HEAVY CONNECTORS, 36.0 X 52.0 MM / 6-POLE | 1 | 1223.5459 | Catalog Non-Stocked Product | NO | LN | _F | _63 | 21 | 10 | 14
4055461 | 4055461 | 2088.2778 | 1252.9667 | Industrial Advanced | 0.6 | 6.991 | 639889901636 | AS SHEET METAL PUNCH | RECTANGULAR, FOR HEAVY CONNECTORS, 36.0 X 65.0 MM / 10-POLE | 1 | 1315.615 | Catalog Non-Stocked Product | NO | LN | _F | _63 | 21 | 10 | 14
4055463 | 4055463 | 2348.1096 | 1408.8658 | Industrial Advanced | 0.6 | 8.042 | 639889901643 | AS SHEET METAL PUNCH | RECTANGULAR, FOR HEAVY CONNECTORS, 36.0 X 86.0 MM / 16-POLE | 1 | 1479.309 | Catalog Non-Stocked Product | NO | LN | _F | _63 | 21 | 10 | 14
4055465 | 4055465 | 2745.8022 | 1647.4813 | Industrial Advanced | 0.6 | 10.362 | 639889901650 | AS SHEET METAL PUNCH | RECTANGULAR, FOR HEAVY CONNECTORS, 36.0 X 112.0 MM / 24-POLE | 1 | 1729.8554 | Catalog Non-Stocked Product | NO | LN | _F | _63 | 21 | 10 | 14
4055480 | 4055480 | 492.4719 | 295.4831 | Industrial Advanced | 0.6 | 2.16 | 639889901711 | AS SHEET METAL PUNCHES SET, METRIC SIZES | 5 PUNCHES, ROUND, M 16 - M 40 | 1 | 310.2573 | Catalog Stocked Product | YES | L8 | _F | _63 | 21 | 10 | 14
4055481 | 4055481 | 398.4759 | 239.0855 | Industrial Advanced | 0.6 | 2.006 | 639889901728 | AS SHEET METAL PUNCHES SET, PG SIZES | 5 PUNCHES, ROUND, PG 9 - PG 21 | 1 | 251.0398 | Catalog Stocked Product | YES | L8 | _F | _63 | 21 | 10 | 14
4055512 | 4055512 | 83.746 | 50.2476 | Industrial Advanced | 0.6 | 0.108 | 639889901735 | AS SHEET METAL PUNCH | ROUND, Ø 12.5 MM / M 12, WITH 3-FOLD SPLITTER | 1 | 52.76 | Catalog Non-Stocked Product | NO | LN | _F | _63 | 21 | 10 | 14
4055515 | 4055515 | 86.7673 | 52.0604 | Industrial Advanced | 0.6 | 0.119 | 639889901742 | AS SHEET METAL PUNCH | ROUND, Ø 15.2 MM / PG 9, WITH 3-FOLD SPLITTER | 1 | 54.6634 | Catalog Non-Stocked Product | NO | LN | _F | _63 | 21 | 10 | 14
4055516 | 4055516 | 89.0724 | 53.4434 | Industrial Advanced | 0.6 | 0.137 | 639889901759 | AS SHEET METAL PUNCH | ROUND, Ø 16.2 MM / M 16, WITH 3-FOLD SPLITTER | 1 | 56.1156 | Catalog Non-Stocked Product | NO | LN | _F | _63 | 21 | 10 | 14
4055518 | 4055518 | 87.8639 | 52.7183 | Industrial Advanced | 0.6 | 0.168 | 639889901766 | AS SHEET METAL PUNCH | ROUND, Ø 18.6 MM / PG 11, WITH 3-FOLD SPLITTER | 1 | 55.3542 | Catalog Non-Stocked Product | NO | LN | _F | _63 | 21 | 10 | 14
4055520 | 4055520 | 87.8639 | 52.7183 | Industrial Advanced | 0.6 | 0.209 | 639889901773 | AS SHEET METAL PUNCH | ROUND, Ø 20.4 MM / PG 13 / M 20, WITH 3-FOLD SPLITTER | 1 | 55.3542 | Catalog Non-Stocked Product | NO | LN | _F | _63 | 21 | 10 | 14
4055522 | 4055522 | 93.5372 | 56.1223 | Industrial Advanced | 0.6 | 0.238 | 639889901780 | AS SHEET METAL PUNCH | ROUND, Ø 22.5 MM / PG 16, WITH 3-FOLD SPLITTER | 1 | 58.9284 | Catalog Non-Stocked Product | NO | LN | _F | _63 | 21 | 10 | 14
4055525 | 4055525 | 118.9497 | 71.3698 | Industrial Advanced | 0.6 | 0.293 | 639889901797 | AS SHEET METAL PUNCH | ROUND, Ø 25.4 MM / M 25, WITH 3-FOLD SPLITTER | 1 | 74.9383 | Catalog Non-Stocked Product | NO | LN | _F | _63 | 21 | 10 | 14
4055528 | 4055528 | 102.478 | 61.4868 | Industrial Advanced | 0.6 | 0.368 | 639889901803 | AS SHEET METAL PUNCH | ROUND, Ø 28.3 MM / PG 21 / BOLT 9.5 MM, WITH 3-FOLD SPLITT. | 1 | 64.5612 | Catalog Non-Stocked Product | NO | LN | _F | _63 | 21 | 10 | 14
4055532 | 4055532 | 127.4541 | 76.4725 | Industrial Advanced | 0.6 | 0.485 | 639889901827 | AS SHEET METAL PUNCH | ROUND, Ø 32.5 MM / M 32, WITH 3-FOLD SPLITTER | 1 | 80.2961 | Catalog Non-Stocked Product | NO | LN | _F | _63 | 21 | 10 | 14
4055537 | 4055537 | 136.518 | 81.9108 | Industrial Advanced | 0.6 | 0.692 | 639889901841 | AS SHEET METAL PUNCH | ROUND, Ø 37.0 MM / PG 29, WITH 3-FOLD SPLITTER | 1 | 86.0063 | Catalog Non-Stocked Product | NO | LN | _F | _63 | 21 | 10 | 14
4055540 | 4055540 | 142.8963 | 85.7378 | Industrial Advanced | 0.6 | 0.842 | 639889901858 | AS SHEET METAL PUNCH | ROUND, Ø 40.5 MM / M 40, WITH 3-FOLD SPLITTER | 1 | 90.0247 | Catalog Non-Stocked Product | NO | LN | _F | _63 | 21 | 10 | 14
4055547 | 4055547 | 199.0701 | 119.4421 | Industrial Advanced | 0.6 | 1.122 | 639889901872 | AS SHEET METAL PUNCH | ROUND, Ø 47.0 MM / PG 36, WITH 3-FOLD SPLITTER | 1 | 125.4142 | Catalog Non-Stocked Product | NO | LN | _F | _63 | 21 | 10 | 14
4055550 | 4055550 | 247.6347 | 148.5808 | Industrial Advanced | 0.6 | 1.504 | 639889901896 | AS SHEET METAL PUNCH | ROUND, Ø 50.5 MM / M 50, WITH 3-FOLD SPLITTER | 1 | 156.0099 | Catalog Non-Stocked Product | NO | LN | _F | _63 | 21 | 10 | 14
4055554 | 4055554 | 251.775 | 151.065 | Industrial Advanced | 0.6 | 1.545 | 639889901902 | AS SHEET METAL PUNCH | ROUND, Ø 54.0 MM / PG 42, WITH 3-FOLD SPLITTER | 1 | 158.6183 | Catalog Non-Stocked Product | NO | LN | _F | _63 | 21 | 10 | 14
4055560 | 4055560 | 261.846 | 157.1076 | Industrial Advanced | 0.6 | 2.008 | 639889901919 | AS SHEET METAL PUNCH | ROUND, Ø 60.0 MM / PG 48, WITH 3-FOLD SPLITTER | 1 | 164.963 | Catalog Non-Stocked Product | NO | LN | _F | _63 | 21 | 10 | 14
4055563 | 4055563 | 295.5279 | 177.3167 | Industrial Advanced | 0.6 | 2.213 | 639889901933 | AS SHEET METAL PUNCH | ROUND, Ø 63.5 MM / M 63, WITH 3-FOLD SPLITTER | 1 | 186.1826 | Catalog Non-Stocked Product | NO | LN | _F | _63 | 21 | 10 | 14
4055580 | 4055580 | 659.5386 | 395.7232 | Industrial Advanced | 0.6 | 2.291 | 639889901940 | AS SHEET METAL PUNCH SET, METRIC M16-M40 | 5 PUNCHES, ROUND, M 16 - M 40, WITH 3-FOLD SPLITTER | 1 | 415.5093 | Catalog Non-Stocked Product | NO | LN | _F | _63 | 21 | 10 | 14
4055581 | 4055581 | 935.484 | 561.2904 | Industrial Advanced | 0.6 | 4.974 | 639889901957 | AS SHEET METAL PUNCH SET, METRIC M12-M40 | 6 PUNCHES, ROUND, M 12 - M 40, WITH 3-FOLD SPLITTER | 1 | 589.3549 | Catalog Non-Stocked Product | NO | LN | _F | _63 | 21 | 10 | 14
4055600 | 4055600 | 4.9572 | 2.9743 | Industrial Advanced | 0.6 | 0.101 | 639889901971 | AS TENSION SCREW | Ø 9.5 MM (3/8") X 40 MM | 1 | 3.123 | Catalog Non-Stocked Product | NO | LN | _F | _63 | 21 | 10 | 14
4055601 | 4055601 | 5.5614 | 3.3369 | Industrial Advanced | 0.6 | 0.132 | 639889901988 | AS TENSION SCREW | Ø 9.5 MM (3/8") X 50 MM | 1 | 3.5037 | Catalog Non-Stocked Product | NO | LN | _F | _63 | 21 | 10 | 14
4055602 | 4055602 | 17.1655 | 10.2993 | Industrial Advanced | 0.6 | 0.448 | 639889901995 | AS TENSION SCREW | Ø 19.0 MM (3/4") X 55 MM | 1 | 10.8142 | Catalog Non-Stocked Product | NO | LN | _F | _63 | 21 | 10 | 14
4055603 | 4055603 | 19.5825 | 11.7495 | Industrial Advanced | 0.6 | 0.538 | 639889902008 | AS TENSION SCREW | Ø 19.0 MM (3/4") X 75 MM | 1 | 12.337 | Catalog Non-Stocked Product | NO | LN | _F | _63 | 21 | 10 | 14
4055630 | 4055630 | 12.8125 | 7.6875 | Industrial Advanced | 0.6 | 0.077 | 639889902015 | AS TENSION SCREW WITH BALL BEARING | Ø 6 MM X 40 MM | 1 | 8.0719 | Catalog Non-Stocked Product | NO | LN | _F | _63 | 21 | 10 | 14
4055631 | 4055631 | 20.791 | 12.4746 | Industrial Advanced | 0.6 | 0.19 | 639889902022 | AS TENSION SCREW WITH BALL BEARING | Ø 9.5 MM (3/8") X 50 MM | 1 | 13.0983 | Catalog Non-Stocked Product | NO | LN | _F | _63 | 21 | 10 | 14
4055632 | 4055632 | 57.2816 | 34.369 | Industrial Advanced | 0.6 | 0.238 | 639889902039 | AS TENSION SCREW WITH BALL BEARING | Ø 11.1 MM (7/16") X 60 MM | 1 | 36.0874 | Catalog Non-Stocked Product | NO | LN | _F | _63 | 21 | 10 | 14
4055633 | 4055633 | 62.843 | 37.7058 | Industrial Advanced | 0.6 | 0.604 | 639889902046 | AS TENSION SCREW WITH BALL BEARING | Ø 19.0 MM (3/4") X 55 MM | 1 | 39.5911 | Catalog Non-Stocked Product | NO | LN | _F | _63 | 21 | 10 | 14
4055634 | 4055634 | 74.4471 | 44.6682 | Industrial Advanced | 0.6 | 0.688 | 639889902053 | AS TENSION SCREW WITH BALL BEARING | Ø 19.0 MM (3/4") X 75 MM | 1 | 46.9017 | Catalog Non-Stocked Product | NO | LN | _F | _63 | 21 | 10 | 14
4055660 | 4055660 | 32.63 | 19.578 | Industrial Advanced | 0.6 | 0.187 | 639889902060 | AS HYDRAULIC SCREW | Ø 19.0 TO M6 | 1 | 20.5569 | Catalog Non-Stocked Product | NO | LN | _F | _63 | 21 | 10 | 14
4055661 | 4055661 | 34.924 | 20.9544 | Industrial Advanced | 0.6 | 0.236 | 639889902077 | AS HYDRAULIC SCREW | Ø 19.0 TO 9.5 MM, ADAPTER AND SCREW | 1 | 22.0021 | Catalog Non-Stocked Product | NO | LN | _F | _63 | 21 | 10 | 14
4055662 | 4055662 | 40.7316 | 24.439 | Industrial Advanced | 0.6 | 0.258 | 639889902084 | AS HYDRAULIC SCREW | Ø 19.0 TO 11.1 MM, ADAPTER AND SCREW | 1 | 25.6609 | Catalog Non-Stocked Product | NO | LN | _F | _63 | 21 | 10 | 14
4055663 | 4055663 | 33.7155 | 20.2293 | Industrial Advanced | 0.6 | 0.575 | 639889902091 | AS HYDRAULIC SCREW | Ø 19.0 MM, LENGTH 120 MM | 1 | 21.2407 | Catalog Non-Stocked Product | NO | LN | _F | _63 | 21 | 10 | 14
4055664 | 4055664 | 52.3244 | 31.3947 | Industrial Advanced | 0.6 | 0.273 | 639889902107 | AS HYDRAULIC SCREW | Ø 19.0 TO 9.5 MM, ONE PART | 1 | 32.9644 | Catalog Non-Stocked Product | NO | LN | _F | _63 | 21 | 10 | 14
4055665 | 4055665 | 58.367 | 35.0202 | Industrial Advanced | 0.6 | 0.302 | 639889902114 | AS HYDRAULIC SCREW | Ø 19.0 TO 11.1 MM, ONE PART | 1 | 36.7712 | Catalog Non-Stocked Product | NO | LN | _F | _63 | 21 | 10 | 14
4055666 | 4055666 | 456.6639 | 273.9983 | Industrial Advanced | 0.6 | 0 | 639889918597 | AS Special Tension Bolt 92x92 |  | 1 | 287.6983 | Catalog Non-Stocked Product | NO | LN | _F | _64 | 31 | 10 | 14
4055667 | 4055667 | 82.4591 | 49.4755 | Industrial Advanced | 0.6 | 0 | 639889918603 | AS Special Tension Bolt |  | 1 | 51.9492 | Catalog Non-Stocked Product | NO | LN | _F | _64 | 31 | 10 | 14
4055690 | 4055690 | 762.4866 | 457.492 | Industrial Advanced | 0.6 | 2.903 | 639889902121 | AS KEYWAY PUNCH F/ SHEET STEEL | NOTCH SIZE OF 3.2 and 4.8MM; MATERIAL THICKNESS UPTO 2MM | 1 | 480.3666 | Catalog Stocked Product | YES | L8 | _F | _63 | 21 | 10 | 14
4055700 | 4055700 | 15993.5313 | 9596.1188 | Industrial Advanced | 0.6 | 148.81 | 639889922068 | AS CW 120-S COPPER WORK, STATIC |  | 1 | 10075.9247 | Catalog Non-Stocked Product | NO | LN | _F | _61 | 03 | 10 | 14
4055710 | 4055710 | 7125.4563 | 4275.2738 | Industrial Advanced | 0.6 | 51.367 | 639889922075 | AS COPPER RAIL CUTTING UNIT, STATIC |  | 1 | 4489.0375 | Catalog Non-Stocked Product | NO | LN | _F | _61 | 03 | 10 | 14
4055712 | 4055712 | 2267.2059 | 1360.3235 | Industrial Advanced | 0.6 | 4.982 | 639889922082 | AS FOOT SWITCH |  | 1 | 1428.3397 | Catalog Non-Stocked Product | NO | LN | _F | _64 | 31 | 10 | 14
4055714 | 4055714 | 377.9982 | 226.7989 | Industrial Advanced | 0.6 | 1.722 | 639889922099 | AS SUPPORT ROLLER FOR BUS BAR |  | 2 | 238.1389 | Catalog Non-Stocked Product | NO | LN | _F | _64 | 31 | 10 | 14
4055720 | 4055720 | 11520.7764 | 6912.4658 | Industrial Advanced | 0.6 | 76.058 | 639889922105 | AS HYDRAULIC PUMP |  | 1 | 7258.0891 | Catalog Non-Stocked Product | NO | LN | _F | _61 | 03 | 10 | 14
4055740 | 4055740 | 384.0408 | 230.4245 | Industrial Advanced | 0.6 | 1.21 | 639889922112 | AS PUNCH 6.6 MM, ROUND |  | 1 | 241.9457 | Catalog Non-Stocked Product | NO | LN | _F | _64 | 31 | 10 | 14
4055741 | 4055741 | 384.0408 | 230.4245 | Industrial Advanced | 0.6 | 1.215 | 639889922129 | AS PUNCH 9.0 MM, ROUND |  | 1 | 241.9457 | Catalog Non-Stocked Product | NO | LN | _F | _64 | 31 | 10 | 14
4055742 | 4055742 | 384.0408 | 230.4245 | Industrial Advanced | 0.6 | 1.215 | 639889922136 | AS PUNCH 9.5 MM, ROUND |  | 1 | 241.9457 | Catalog Non-Stocked Product | NO | LN | _F | _64 | 31 | 10 | 14
4055743 | 4055743 | 384.0408 | 230.4245 | Industrial Advanced | 0.6 | 1.224 | 639889922143 | AS PUNCH 11.0 MM, ROUND |  | 1 | 241.9457 | Catalog Non-Stocked Product | NO | LN | _F | _64 | 31 | 10 | 14
4055744 | 4055744 | 384.0408 | 230.4245 | Industrial Advanced | 0.6 | 1.228 | 639889922150 | AS PUNCH 11.5 MM, ROUND |  | 1 | 241.9457 | Catalog Non-Stocked Product | NO | LN | _F | _64 | 31 | 10 | 14
4055745 | 4055745 | 384.0408 | 230.4245 | Industrial Advanced | 0.6 | 1.241 | 639889922167 | AS PUNCH 13.5 MM, ROUND |  | 1 | 241.9457 | Catalog Non-Stocked Product | NO | LN | _F | _64 | 31 | 10 | 14
4055746 | 4055746 | 384.0408 | 230.4245 | Industrial Advanced | 0.6 | 1.237 | 639889922174 | AS PUNCH 14.0 MM, ROUND |  | 1 | 241.9457 | Catalog Non-Stocked Product | NO | LN | _F | _64 | 31 | 10 | 14
4055747 | 4055747 | 384.0408 | 230.4245 | Industrial Advanced | 0.6 | 1.263 | 639889922181 | AS PUNCH 17.5 MM, ROUND |  | 1 | 241.9457 | Catalog Non-Stocked Product | NO | LN | _F | _64 | 31 | 10 | 14
4055748 | 4055748 | 384.0408 | 230.4245 | Industrial Advanced | 0.6 | 1.263 | 639889922198 | AS PUNCH 18.0 MM, ROUND |  | 1 | 241.9457 | Catalog Non-Stocked Product | NO | LN | _F | _64 | 31 | 10 | 14
4055749 | 4055749 | 384.0408 | 230.4245 | Industrial Advanced | 0.6 | 1.323 | 639889922204 | AS PUNCH 21.0 MM, ROUND |  | 1 | 241.9457 | Catalog Non-Stocked Product | NO | LN | _F | _64 | 31 | 10 | 14
4055750 | 4055750 | 384.0408 | 230.4245 | Industrial Advanced | 0.6 | 1.292 | 639889922211 | AS PUNCH 21.5 MM, ROUND |  | 1 | 241.9457 | Catalog Non-Stocked Product | NO | LN | _F | _64 | 31 | 10 | 14
4055770 | 4055770 | 159.4575 | 95.6745 | Industrial Advanced | 0.6 | 0.723 | 639889922228 | AS DIE 6.6 MM, ROUND |  | 1 | 100.4582 | Catalog Non-Stocked Product | NO | LN | _F | _64 | 31 | 10 | 14
4055771 | 4055771 | 159.4575 | 95.6745 | Industrial Advanced | 0.6 | 0.719 | 639889922235 | AS DIE 9.0 MM, ROUND |  | 1 | 100.4582 | Catalog Non-Stocked Product | NO | LN | _F | _64 | 31 | 10 | 14
4055772 | 4055772 | 159.4575 | 95.6745 | Industrial Advanced | 0.6 | 0.666 | 639889922242 | AS DIE 9.5 MM, ROUND |  | 1 | 100.4582 | Catalog Non-Stocked Product | NO | LN | _F | _64 | 31 | 10 | 14
4055773 | 4055773 | 159.4575 | 95.6745 | Industrial Advanced | 0.6 | 0.714 | 639889922259 | AS DIE 11.0 MM, ROUND |  | 1 | 100.4582 | Catalog Non-Stocked Product | NO | LN | _F | _64 | 31 | 10 | 14
4055774 | 4055774 | 159.4575 | 95.6745 | Industrial Advanced | 0.6 | 0.705 | 639889922266 | AS DIE 11.5 MM, ROUND |  | 1 | 100.4582 | Catalog Non-Stocked Product | NO | LN | _F | _64 | 31 | 10 | 14
4055775 | 4055775 | 159.4575 | 95.6745 | Industrial Advanced | 0.6 | 0.653 | 639889922273 | AS DIE 13.5 MM, ROUND |  | 1 | 100.4582 | Catalog Non-Stocked Product | NO | LN | _F | _64 | 31 | 10 | 14
4055776 | 4055776 | 159.4575 | 95.6745 | Industrial Advanced | 0.6 | 0.705 | 639889922280 | AS DIE 14.0 MM, ROUND |  | 1 | 100.4582 | Catalog Non-Stocked Product | NO | LN | _F | _64 | 31 | 10 | 14
4055777 | 4055777 | 159.4575 | 95.6745 | Industrial Advanced | 0.6 | 0.639 | 639889922297 | AS DIE 17.5 MM, ROUND |  | 1 | 100.4582 | Catalog Non-Stocked Product | NO | LN | _F | _64 | 31 | 10 | 14
4055778 | 4055778 | 159.4575 | 95.6745 | Industrial Advanced | 0.6 | 0.686 | 639889922303 | AS DIE 18.0 MM, ROUND |  | 1 | 100.4582 | Catalog Non-Stocked Product | NO | LN | _F | _64 | 31 | 10 | 14
4055779 | 4055779 | 159.4575 | 95.6745 | Industrial Advanced | 0.6 | 0.631 | 639889922310 | AS DIE 21.0 MM, ROUND |  | 1 | 100.4582 | Catalog Non-Stocked Product | NO | LN | _F | _64 | 31 | 10 | 14
4055780 | 4055780 | 159.4575 | 95.6745 | Industrial Advanced | 0.6 | 0.6 | 639889922327 | AS DIE 21.5 MM, ROUND |  | 1 | 100.4582 | Catalog Non-Stocked Product | NO | LN | _F | _64 | 31 | 10 | 14
4055791 | 4055791 | 992.6649 | 595.5989 | Industrial Advanced | 0.6 | 2.205 | 639889922334 | AS STAMP AND DIE FOR LONG HOLES |  | 1 | 625.3789 | Catalog Non-Stocked Product | NO | LN | _F | _64 | 31 | 30 | 14
4055800 | 4055800 | 67764.9615 | 40658.9769 | Industrial Advanced | 0.6 | 1086.861 | 639889922341 | AS CW 120-M, MOBILE WORKSTATION |  | 1 | 42691.9257 | Catalog Non-Stocked Product | NO | LN | _F | _61 | 03 | 10 | 14
4055806 | 4055806 | 1048.3911 | 629.0347 | Industrial Advanced | 0.6 | 5.981 | 639889922358 | AS HYDRAULIC CYLINDER FOR CW 120-M |  | 1 | 660.4864 | Catalog Non-Stocked Product | NO | LN | _F | _64 | 31 | 10 | 14
4055807 | 4055807 | 1228.7739 | 737.2643 | Industrial Advanced | 0.6 | 3.541 | 639889922365 | AS HYDRAULIC PRESSURE HOSE F/ CW 120-M |  | 1 | 774.1276 | Catalog Non-Stocked Product | NO | LN | _F | _64 | 31 | 10 | 14
4114000 | 4114000 | 99.7029 | 59.8217 | Industrial Advanced | 0.6 | 1.675 | 639889173101 | STEEL PRINT POCKET F- 400MM | PS/ES DOOR | 1 | 62.8128 | Catalog Non-Stocked Product | NO | LN | _A | _10 | 83 | 10 | 14
4115000 | 4115000 | 102.9032 | 61.7419 | Industrial Advanced | 0.6 | 2.205 | 639889173156 | STEEL PRINT POCKET F- 500W | PS/ES DOORS | 1 | 64.829 | Catalog Stocked Product | YES | LS | _A | _10 | 83 | 10 | 14
4115500 | 4115500 | 103.2725 | 61.9635 | Industrial Advanced | 0.6 | 1.506 | 639889845954 | WIRING PLAN POCKETS | TO FIT 500MM WIDE DOORS | 1 | 65.0617 | Catalog Stocked Product | YES | LS | _A | _10 | 83 | 10 | 14
4116000 | 4116000 | 119.2854 | 71.5712 | Industrial Advanced | 0.6 | 2.734 | 639889173200 | STEEL PRINT POCKET F- 600MM | PS/ES DOOR | 1 | 75.1498 | Catalog Stocked Product | YES | LS | _A | _10 | 83 | 10 | 14
4116500 | 4116500 | 109.9194 | 65.9516 | Industrial Advanced | 0.6 | 1.896 | 639889845961 | WIRING PLAN POCKETS | TO FIT 600MM WIDE DOORS | 1 | 69.2492 | Catalog Stocked Product | YES | LS | _A | _10 | 83 | 10 | 14
4118000 | 4118000 | 134.6157 | 80.7694 | Industrial Advanced | 0.6 | 3.704 | 639889173255 | STEEL PRINT POCKET F- 800MM | PS/ES DOOR | 1 | 84.8079 | Catalog Stocked Product | YES | LS | _A | _10 | 83 | 10 | 14
4118500 | 4118500 | 126.3351 | 75.8011 | Industrial Advanced | 0.6 | 2.646 | 639889845978 | WIRING PLAN POCKETS | TO FIT 800MM WIDE DOORS | 1 | 79.5911 | Catalog Stocked Product | YES | LS | _A | _10 | 83 | 10 | 14
4119000 | 4119000 | 105.9805 | 63.5883 | Industrial Advanced | 0.6 | 0.044 | 639889173309 | M4 SLIDE NUT | PS U NUTS M4 | 20 | 66.7677 | Catalog Non-Stocked Product | NO | LN | _A | _10 | 90 | 10 | 14
4120000 | 4120000 | 184.2993 | 110.5796 | Industrial Advanced | 0.6 | 1.896 | 639889173354 | WRITING BOARD FOR PS-ES DOORS | PLASTIC WIRING PLAN LECTERN FOR STEEL ELECTR. CAB. | 1 | 116.1086 | Catalog Non-Stocked Product | NO | LN | _A | _10 | 90 | 10 | 14
4123000 | 4123000 | 165.2763 | 99.1658 | Industrial Advanced | 0.6 | 4.242 | 639889173408 | STEEL PRINT POCKET F- 900MM | PS/ES DOOR | 1 | 104.1241 | Catalog Stocked Product | YES | LS | _A | _10 | 83 | 10 | 14
4124000 | 4124000 | 182.5089 | 109.5053 | Industrial Advanced | 0.6 | 4.762 | 639889173453 | STEEL PRINT POCKET F- 1000MM | PS/ES DOOR | 1 | 114.9806 | Catalog Stocked Product | YES | LS | _A | _10 | 83 | 10 | 14
4127010 | 4127010 | 98.8413 | 59.3048 | Industrial Advanced | 0.6 | 0.157 | 639889856622 | DOOR SWITCH UL | W/OUT CONNECTION CABLE, W/FIXING KIT | 1 | 62.27 | Catalog Stocked Product | YES | LS | _A | _10 | 86 | 10 | 14
4127210 | 4127210 | 262.1817 | 157.309 | Industrial Advanced | 0.6 | 0.518 | 639889862234 | DOOR SWITCH W-TOGGLE UL | F. ENCLOSURES W/LARGE SWING FRAMES | 1 | 165.1745 | Catalog Stocked Product | YES | LS | _A | _10 | 86 | 10 | 14
4133000 | 4133000 | 225.7023 | 135.4214 | Industrial Advanced | 0.6 | 0.28 | 639889173903 | RAPID ASSEMBLY BRACKET | (PACK OF 12) | 12 | 142.1924 | Catalog Stocked Product | YES | LS | _A | _10 | 85 | 10 | 14
4134000 | 4134000 | 174.3402 | 104.6041 | Industrial Advanced | 0.6 | 0.183 | 639889173958 | ANGLE BRACKET PU(12 EA) | CABINETS | 12 | 109.8343 | Catalog Non-Stocked Product | NO | LN | _A | _10 | 85 | 10 | 14
4140000 | 4140000 | 35.2037 | 21.1222 | Industrial Advanced | 0.6 | 0.06 | 639889845985 | MAGNET MOUNTING KIT F- COMPACT LIGHT |  | 2 | 22.1784 | Catalog Stocked Product | YES | LS | _A | _10 | 86 | 10 | 14
4140810 | 4140810 | 544.1697 | 326.5018 | Industrial Advanced | 0.6 | 0.534 | 639889854291 | COMPACT LED LIGHT FIXTURE 10 LEDs | 24V DC | 1 | 342.8269 | Catalog Stocked Product | YES | LS | _A | _10 | 86 | 10 | 14
4140820 | 4140820 | 590.7201 | 354.4321 | Industrial Advanced | 0.6 | 0.653 | 639889854307 | COMPACT LED LIGHT FIXTURE 20 LEDs | 24V DC | 1 | 372.1537 | Catalog Stocked Product | YES | LS | _A | _10 | 86 | 10 | 14
4140830 | 4140830 | 642.0822 | 385.2493 | Industrial Advanced | 0.6 | 0.838 | 639889854314 | COMPACT LED LIGHT FIXTURE 30 LEDs | 24V DC | 1 | 404.5118 | Catalog Stocked Product | YES | LS | _A | _10 | 86 | 10 | 14
4140840 | 4140840 | 691.8777 | 415.1266 | Industrial Advanced | 0.6 | 0.957 | 639889854321 | COMPACT LED LIGHT FIXTURE 40 LEDs | 24V DC | 1 | 435.883 | Catalog Stocked Product | YES | LS | _A | _10 | 86 | 10 | 14
4157000 | 4157000 | 97.8565 | 58.7139 | Industrial Advanced | 0.6 | 0.04 | 639889175051 | PS SLIDE NUTS F-MOUNTING RAIL | PU=20 | 20 | 61.6496 | Catalog Stocked Product | YES | LS | _A | _10 | 90 | 10 | 14
4162000 | 4162000 | 60.3141 | 36.1885 | Industrial Advanced | 0.6 | 0.022 | 639889175150 | THREADED BLOCK M6 PU(50 EA) |  | 50 | 37.9979 | Catalog Stocked Product | YES | LS | _A | _10 | 90 | 10 | 14
4163000 | 4163000 | 60.3141 | 36.1885 | Industrial Advanced | 0.6 | 0.02 | 639889175204 | THREADED BLOCK M8 PU(50 EA) |  | 50 | 37.9979 | Catalog Stocked Product | YES | LS | _A | _10 | 90 | 10 | 14
4164000 | 4164000 | 136.9656 | 82.1794 | Industrial Advanced | 0.6 | 0.02 | 639889175259 | NUT M6 CAPTIVE ZINC FOR STEEL | THREADED ZINC NUTS FOR STEEL ELECTR. CAB. | 50 | 86.2883 | Catalog Stocked Product | YES | LS | _A | _10 | 90 | 10 | 14
4164500 | 4164500 | 92.4406 | 55.4644 | Industrial Advanced | 0.6 | 0.02 | 639889916791 | CAPTIVE NUTS FOR VX THREAD M6 |  | 20 | 58.2376 | Catalog Non-Stocked Product | NO | LN | _A | _10 | 90 | 10 | 14
4165000 | 4165000 | 136.9656 | 82.1794 | Industrial Advanced | 0.6 | 0.02 | 639889175303 | RETAINING CAGE NUT M8 | THREADED ZINC NUTS | 50 | 86.2883 | Catalog Stocked Product | YES | LS | _A | _10 | 90 | 10 | 14
4165500 | 4165500 | 92.4406 | 55.4644 | Industrial Advanced | 0.6 | 0.018 | 639889916807 | CAPTIVE NUTS FOR VX THREAD M8 |  | 20 | 58.2376 | Catalog Non-Stocked Product | NO | LN | _A | _10 | 90 | 10 | 14
4166000 | 4166000 | 133.9443 | 80.3666 | Industrial Advanced | 0.6 | 0.02 | 639889878501 | NUT M5 CAPTIVE | THREADED ZINC NUTS FOR STEEL ELECTR. CAB. | 50 | 84.3849 | Catalog Stocked Product | YES | LS | _A | _10 | 90 | 10 | 14
4166500 | 4166500 | 92.4406 | 55.4644 | Industrial Advanced | 0.6 | 0.02 | 639889916814 | CAPTIVE NUTS FOR VX THREAD M5 |  | 20 | 58.2376 | Catalog Non-Stocked Product | NO | LN | _A | _10 | 90 | 10 | 14
4169000 | 4169000 | 157.1076 | 94.2646 | Industrial Advanced | 0.6 | 0.408 | 639889175501 | SYSTEM BARS 295D | (PACK OF 12) | 12 | 98.9778 | Catalog Stocked Product | YES | LS | _A | _10 | 85 | 10 | 14
4170000 | 4170000 | 184.2993 | 110.5796 | Industrial Advanced | 0.6 | 0.54 | 639889175556 | SYSTEM BARS 395D | (PACK OF 12) | 12 | 116.1086 | Catalog Stocked Product | YES | LS | _A | _10 | 85 | 10 | 14
4171000 | 4171000 | 217.5336 | 130.5202 | Industrial Advanced | 0.6 | 0.688 | 639889175600 | SYSTEM BARS 495D | (PACK OF 12) | 12 | 137.0462 | Catalog Stocked Product | YES | LS | _A | _10 | 85 | 10 | 14
4172000 | 4172000 | 285.4569 | 171.2741 | Industrial Advanced | 0.6 | 0.966 | 639889175655 | SYSTEM BARS 695D | (PACK OF 12) | 12 | 179.8378 | Catalog Stocked Product | YES | LS | _A | _10 | 85 | 10 | 14
4173000 | 4173000 | 343.533 | 206.1198 | Industrial Advanced | 0.6 | 1.263 | 639889175709 | SYSTEM BARS 895D | (PACK OF 12) | 12 | 216.4258 | Catalog Stocked Product | YES | LS | _A | _10 | 85 | 10 | 14
4174000 | 4174000 | 245.6205 | 147.3723 | Industrial Advanced | 0.6 | 1.543 | 639889175754 | SYSTEM BARS 1095D | (PACK OF 6) | 6 | 154.7409 | Catalog Stocked Product | YES | LS | _A | _10 | 85 | 10 | 14
4175000 | 4175000 | 317.0127 | 190.2076 | Industrial Advanced | 0.6 | 2.086 | 639889175808 | SYSTEM BARS 1495D | (PACK OF 6) | 6 | 199.718 | Catalog Stocked Product | YES | LS | _A | _10 | 85 | 10 | 14
4176000 | 4176000 | 351.8136 | 211.0882 | Industrial Advanced | 0.6 | 2.443 | 639889175853 | SYSTEM BARS 1695D | (PACK OF 6) | 6 | 221.6426 | Catalog Stocked Product | YES | LS | _A | _10 | 85 | 10 | 14
4177000 | 4177000 | 389.9715 | 233.9829 | Industrial Advanced | 0.6 | 2.696 | 639889175907 | SYSTEM BARS 1895D | (PACK OF 6) | 6 | 245.682 | Catalog Stocked Product | YES | LS | _A | _10 | 85 | 10 | 14
4178000 | 4178000 | 426.339 | 255.8034 | Industrial Advanced | 0.6 | 3.496 | 639889175952 | SYSTEM BARS 2095D | (PACK OF 6) | 6 | 268.5936 | Catalog Stocked Product | YES | LS | _A | _10 | 85 | 10 | 14
4179000 | 4179000 | 97.8565 | 58.7139 | Industrial Advanced | 0.6 | 0.04 | 639889176003 | SLIDE NUTS M6 | CAB. | 20 | 61.6496 | Catalog Stocked Product | YES | LS | _A | _10 | 90 | 10 | 14
4180000 | 4180000 | 97.8565 | 58.7139 | Industrial Advanced | 0.6 | 0.037 | 639889176058 | SLIDE NUTS M8 | CABINET | 20 | 61.6496 | Catalog Non-Stocked Product | NO | LN | _A | _10 | 90 | 10 | 14
4181000 | 4181000 | 104.6265 | 62.7759 | Industrial Advanced | 0.6 | 0.192 | 639889176102 | FIXING ANGLES 12 LEFT _ 12 RIGHT | PUNCHED RAILS | 12 | 65.9147 | Catalog Stocked Product | YES | LS | _A | _10 | 90 | 10 | 14
4182000 | 4182000 | 162.9264 | 97.7558 | Industrial Advanced | 0.6 | 0.137 | 639889176157 | DUAL BRACKETS | PUNCHED RAILS | 24 | 102.6436 | Catalog Stocked Product | YES | LS | _A | _10 | 90 | 10 | 14
4183000 | 4183000 | 197.3916 | 118.435 | Industrial Advanced | 0.6 | 0.192 | 639889176201 | COMBINATION BRKT PU(24 EA) | BRKT - 207548 | 24 | 124.3567 | Catalog Stocked Product | YES | LS | _A | _10 | 90 | 10 | 14
4189000 | 4189000 | 224.4714 | 134.6828 | Industrial Advanced | 0.6 | 0.441 | 639889176454 | 180o HINGES F-PS | CABINET | 6 | 141.417 | Catalog Non-Stocked Product | NO | LN | _A | _10 | 83 | 50 | 14
4191000 | 4191000 | 174.3402 | 104.6041 | Industrial Advanced | 0.6 | 4.034 | 639889176553 | CABLE COLLECTING RAIL F-PS24W | PU=2 | 2 | 109.8343 | Catalog Non-Stocked Product | NO | LN | _A | _10 | 85 | 10 | 14
4192000 | 4192000 | 194.3703 | 116.6222 | Industrial Advanced | 0.6 | 4.982 | 639889176607 | CABLE COLLECTING RAIL F-PS32W | PU=2 | 2 | 122.4533 | Catalog Stocked Product | YES | LS | _A | _10 | 85 | 10 | 14
4193000 | 4193000 | 145.2462 | 87.1477 | Industrial Advanced | 0.6 | 2.74 | 639889176652 | CABLE COLLECTING RAIL FOR | PS400MM WIDE | 2 | 91.5051 | Catalog Non-Stocked Product | NO | LN | _A | _10 | 85 | 10 | 14
4196000 | 4196000 | 242.3754 | 145.4252 | Industrial Advanced | 0.6 | 7.54 | 639889176751 | CABLE COLLECTING RAIL F-PS48W | PU=2 | 2 | 152.6965 | Catalog Non-Stocked Product | NO | LN | _A | _10 | 85 | 10 | 14
4198000 | 4198000 | 148.827 | 89.2962 | Industrial Advanced | 0.6 | 0.06 | 639889176805 | PS CHEESE HEAD BOLTS M12X20 | F/ PS/ES ROOF ATTACHMENT | 20 | 93.761 | Catalog Stocked Product | YES | LS | _A | _10 | 84 | 10 | 14
4199000 | 4199000 | 92.5637 | 55.5382 | Industrial Advanced | 0.6 | 0.408 | 639889176850 | SPACER BRACKETS | STEEL RAIL SPACER FOR ELECTRICAL CABINET | 6 | 58.3151 | Catalog Stocked Product | YES | LS | _A | _10 | 90 | 10 | 14
4309000 | 4309000 | 310.2987 | 186.1792 | Industrial Advanced | 0.6 | 0.452 | 639889177857 | DOOR BAR 500 MM | WIDE DOORS | 20 | 195.4882 | Catalog Stocked Product | YES | LS | _A | _10 | 83 | 10 | 14
4311000 | 4311000 | 187.5444 | 112.5266 | Industrial Advanced | 0.6 | 0.084 | 639889274280 | PLUG ENTRY BUSHINGS | (PACK OF 10) | 10 | 118.153 | Catalog Stocked Product | YES | LS | _A | _10 | 90 | 10 | 14
4315800 | 4315800 | 48.3744 | 29.0246 | Industrial Advanced | 0.6 | 0.26 | 639889854338 | POWER CABLE FOR LED LIGHT | 3000 MM POWER CABLE | 1 | 30.4759 | Catalog Stocked Product | YES | LS | _A | _10 | 86 | 10 | 14
4315810 | 4315810 | 108.4423 | 65.0654 | Industrial Advanced | 0.6 | 0.443 | 639889854345 | DOOR SWITCH FOR LED LIGHT | CONNECTION CABLE, 3000 MM | 1 | 68.3186 | Catalog Stocked Product | YES | LS | _A | _10 | 86 | 10 | 14
4315820 | 4315820 | 106.2267 | 63.736 | Industrial Advanced | 0.6 | 0.377 | 639889862289 | DOOR SWITCH FOR LED LIGHT | W/1000 MM CABLE | 1 | 66.9228 | Catalog Stocked Product | YES | LS | _A | _10 | 86 | 10 | 14
4315830 | 4315830 | 64.8684 | 38.9211 | Industrial Advanced | 0.6 | 0.062 | 639889862296 | THROUGH-WIRING POWER CABLE | FOR LED LIGHT, 600 MM | 1 | 40.8671 | Catalog Stocked Product | YES | LS | _A | _10 | 86 | 10 | 14
4315840 | 4315840 | 69.0535 | 41.4321 | Industrial Advanced | 0.6 | 0.088 | 639889854376 | THROUGH-WIRING POWER CABLE | FOR LED LIGHT, 1000 MM | 1 | 43.5037 | Catalog Stocked Product | YES | LS | _A | _10 | 86 | 10 | 14
4315850 | 4315850 | 72.7462 | 43.6477 | Industrial Advanced | 0.6 | 0.278 | 639889854383 | THROUGH-WIRING POWER CABLE | FOR LED LIGHT, 3000 MM | 1 | 45.8301 | Catalog Stocked Product | YES | LS | _A | _10 | 86 | 10 | 14
4315860 | 4315860 | 133.3848 | 80.0309 | Industrial Advanced | 0.6 | 0.331 | 639889854390 | 230V ADAPTOR FOR LED LIGHT | 230V AC TO 24 V DC, 1A ADAPTOR | 1 | 84.0324 | Catalog Non-Stocked Product | NO | LN | _A | _10 | 86 | 10 | 14
4316000 | 4316000 | 202.6509 | 121.5905 | Industrial Advanced | 0.6 | 0.062 | 639889178250 | NOZZLE ADAPTER 8 NOZZLES | .51" MAX. WIRE SIZE | 25 | 127.6701 | Catalog Stocked Product | YES | LS | _A | _10 | 85 | 10 | 14
4317000 | 4317000 | 205.7841 | 123.4705 | Industrial Advanced | 0.6 | 0.062 | 639889178304 | NOZZLE ADAPTER 3 NOZZLES | .83" MAX. WIRE SIZE | 25 | 129.644 | Catalog Stocked Product | YES | LS | _A | _10 | 85 | 10 | 14
4318000 | 4318000 | 207.4626 | 124.4776 | Industrial Advanced | 0.6 | 0.055 | 639889178359 | NOZZLE ADAPTER 1 NOZZLE | 1.85" MAX. WIRE SIZE | 25 | 130.7014 | Catalog Non-Stocked Product | NO | LN | _A | _10 | 85 | 10 | 14
4319090 | 4319090 | 64.9915 | 38.9949 | Industrial Advanced | 0.6 | 0.004 | 639889178403 | CABLE CLIPS F WIRE SIZES | 6 - 9MM | 50 | 40.9447 | Catalog Stocked Product | YES | LS | _A | _10 | 85 | 10 | 14
4319120 | 4319120 | 75.8234 | 45.4941 | Industrial Advanced | 0.6 | 0.007 | 639889178458 | CABLE CLIPS F WIRE SIZES | 9 - 12MM | 50 | 47.7688 | Catalog Non-Stocked Product | NO | LN | _A | _10 | 85 | 10 | 14
4319160 | 4319160 | 94.7793 | 56.8676 | Industrial Advanced | 0.6 | 0.011 | 639889178502 | CABLE CLIPS F WIRE SIZES | 12 - 16MM | 50 | 59.711 | Catalog Stocked Product | YES | LS | _A | _10 | 85 | 10 | 14
4319200 | 4319200 | 116.4879 | 69.8927 | Industrial Advanced | 0.6 | 0.013 | 639889178557 | CABLE CLIPS F WIRE SIZES | 16 - 20MM | 50 | 73.3874 | Catalog Non-Stocked Product | NO | LN | _A | _10 | 85 | 10 | 14
4320700 | 4320700 | 128.2374 | 76.9424 | Industrial Advanced | 0.6 | 1.087 | 639889096707 | GLAND PANEL SET GALV 2X5 C-O | F/600W | 2 | 80.7896 | Catalog Non-Stocked Product | NO | LN | _A | _10 | 81 | 50 | 14
4333120 | 4333120 | 296.9826 | 178.1896 | Industrial Advanced | 0.6 | 6.151 | 639889179059 | CROSSBARS F 1200W MPL | PU=2 | 2 | 187.099 | Catalog Stocked Product | YES | LS | _A | _10 | 85 | 10 | 14
4333160 | 4333160 | 398.2521 | 238.9513 | Industrial Advanced | 0.6 | 7.586 | 639889179103 | CROSSBARS F 1600W MPL | PU=2 | 2 | 250.8988 | Catalog Stocked Product | YES | LS | _A | _10 | 85 | 10 | 14
4333180 | 4333180 | 448.0476 | 268.8286 | Industrial Advanced | 0.6 | 8.602 | 639889179158 | CROSSBARS F 1800W MPL | PU=2 | 2 | 282.27 | Catalog Stocked Product | YES | LS | _A | _10 | 85 | 10 | 14
4336000 | 4336000 | 227.3808 | 136.4285 | Industrial Advanced | 0.6 | 5.842 | 639889179257 | CABLE COLLECTING RAIL F-1000W | PU=2 | 2 | 143.2499 | Catalog Non-Stocked Product | NO | LN | _A | _10 | 81 | 10 | 14
4338000 | 4338000 | 318.5793 | 191.1476 | Industrial Advanced | 0.6 | 10.053 | 639889179301 | CABLE COLLECTING RAIL F-1600W | PU=2 | 2 | 200.705 | Catalog Non-Stocked Product | NO | LN | _A | _10 | 85 | 10 | 14
4347000 | 4347000 | 333.462 | 200.0772 | Industrial Advanced | 0.6 | 5.335 | 639889179455 | SUPPORT RAIL F-1000 WIDE PU(2 EA) | WIDE CABINETS | 2 | 210.0811 | Catalog Non-Stocked Product | NO | LN | _A | _10 | 85 | 10 | 14
4361000 | 4361000 | 174.3402 | 104.6041 | Industrial Advanced | 0.6 | 3.527 | 639889179806 | ADJUSTABLE SUPPORT RAILS FOR | ENCLOSURES 600MM WIDE | 2 | 109.8343 | Catalog Stocked Product | YES | LS | _A | _10 | 85 | 10 | 14
4362000 | 4362000 | 214.0647 | 128.4388 | Industrial Advanced | 0.6 | 4.586 | 639889179851 | ADJUSTABLE SUPPORT RAILS FOR | ENCLOSURES, 800MM WIDE | 2 | 134.8608 | Catalog Stocked Product | YES | LS | _A | _10 | 85 | 10 | 14
4363000 | 4363000 | 302.0181 | 181.2109 | Industrial Advanced | 0.6 | 6.834 | 639889179905 | ADJUSTABLE SUPPORT RAILS FOR | ENCLOSURE 1200MM WIDE | 2 | 190.2714 | Catalog Non-Stocked Product | NO | LN | _A | _10 | 85 | 10 | 14
4364000 | 4364000 | 258.8247 | 155.2948 | Industrial Advanced | 0.6 | 1.378 | 639889179950 | PS SYSTEMCHASSIS 600W PU(4 EA) | 600MM WIDE CABINET | 4 | 163.0596 | Catalog Stocked Product | YES | LS | _A | _10 | 85 | 10 | 14
4365000 | 4365000 | 325.1814 | 195.1088 | Industrial Advanced | 0.6 | 1.889 | 639889180000 | PS SYSTEM CHASSIS 800W PU(4 EA) | 800MM WIDE CABINET | 4 | 204.8643 | Catalog Stocked Product | YES | LS | _A | _10 | 85 | 10 | 14
4367000 | 4367000 | 496.2765 | 297.7659 | Industrial Advanced | 0.6 | 2.767 | 639889180109 | SYSTEM CHASSIS 1200W PU(4 EA) | 1200MM WIDE CABINET | 4 | 312.6542 | Catalog Stocked Product | YES | LS | _A | _10 | 85 | 10 | 14
4373000 | 4373000 | 429.696 | 257.8176 | Industrial Advanced | 0.6 | 2.399 | 639889180406 | SYSTEM CHASSIS 1000W | W/FLANGES | 4 | 270.7085 | Catalog Stocked Product | YES | LS | _A | _10 | 85 | 10 | 14
4374000 | 4374000 | 147.5961 | 88.5577 | Industrial Advanced | 0.6 | 0.758 | 639889180451 | SYSTEM CHASSIS 295W | (PACK OF 4) | 4 | 92.9855 | Catalog Stocked Product | YES | LS | _A | _10 | 85 | 10 | 14
4375000 | 4375000 | 182.5089 | 109.5053 | Industrial Advanced | 0.6 | 0.952 | 639889180505 | SYSTEM CHASSIS 395W | (PACK OF 4) | 4 | 114.9806 | Catalog Non-Stocked Product | NO | LN | _A | _10 | 85 | 10 | 14
4376000 | 4376000 | 217.5336 | 130.5202 | Industrial Advanced | 0.6 | 1.146 | 639889180550 | SYSTEM CHASSIS 495W | (PACK OF 4) | 4 | 137.0462 | Catalog Stocked Product | YES | LS | _A | _10 | 85 | 10 | 14
4377000 | 4377000 | 272.1408 | 163.2845 | Industrial Advanced | 0.6 | 1.664 | 639889180604 | SYSTEM CHASSIS 695W | (PACK OF 4) | 4 | 171.4487 | Catalog Stocked Product | YES | LS | _A | _10 | 85 | 10 | 14
4378000 | 4378000 | 353.3802 | 212.0281 | Industrial Advanced | 0.6 | 2.665 | 639889180659 | PS PUNCHED SECTION WITHOUT 1200D | (PK OF 4) | 4 | 222.6295 | Catalog Non-Stocked Product | NO | LN | _A | _10 | 85 | 10 | 14
4379000 | 4379000 | 487.7721 | 292.6633 | Industrial Advanced | 0.6 | 4.101 | 639889180703 | SYSTEM CHASSIS 1695W | (PK OF 4) | 4 | 307.2964 | Catalog Non-Stocked Product | NO | LN | _A | _10 | 85 | 10 | 14
4380000 | 4380000 | 555.9192 | 333.5515 | Industrial Advanced | 0.6 | 4.61 | 639889180758 | SYSTEM CHASSIS 1895W | (PK OF 4) | 4 | 350.2291 | Catalog Stocked Product | YES | LS | _A | _10 | 85 | 10 | 14
4381000 | 4381000 | 627.1995 | 376.3197 | Industrial Advanced | 0.6 | 4.996 | 639889180802 | SYSTEM CHASSIS 2200W | (PACK OF 4) | 4 | 395.1357 | Catalog Stocked Product | YES | LS | _A | _10 | 85 | 10 | 14
4382000 | 4382000 | 300.3396 | 180.2038 | Industrial Advanced | 0.6 | 2.127 | 639889180857 | SYSTEM CHASSIS 1000W | (PACK OF 4) | 4 | 189.2139 | Catalog Stocked Product | YES | LS | _A | _10 | 85 | 10 | 14
4393000 | 4393000 | 320.3697 | 192.2218 | Industrial Advanced | 0.6 | 1.867 | 639889358003 | SYSTEM BARS TYPE 1400 | PU=6 | 6 | 201.8329 | Catalog Stocked Product | YES | LS | _A | _10 | 85 | 10 | 14
4394000 | 4394000 | 165.2763 | 99.1658 | Industrial Advanced | 0.6 | 2.275 | 639889181304 | SUPPORT RAILS F-16IND | 400MM DEEP CUBICLES | 4 | 104.1241 | Catalog Non-Stocked Product | NO | LN | _A | _10 | 85 | 10 | 14
4395000 | 4395000 | 195.825 | 117.495 | Industrial Advanced | 0.6 | 2.976 | 639889181359 | SUPPORT RAILS F-20IND | 500MM DEEP CUBICLES | 4 | 123.3697 | Catalog Stocked Product | YES | LS | _A | _10 | 85 | 10 | 14
4396000 | 4396000 | 224.1357 | 134.4814 | Industrial Advanced | 0.6 | 3.627 | 639889181403 | SUPPORT RAILS F-24IND | 600MM DEEP CUBICLES | 4 | 141.2055 | Catalog Stocked Product | YES | LS | _A | _10 | 85 | 10 | 14
4396500 | 4396500 | 240.8088 | 144.4853 | Industrial Advanced | 0.6 | 3.946 | 639889846012 | SUPPORT RAIL UNSLOTTED | FOR ENCLOSURE W/D 600MM | 4 | 151.7095 | Catalog Stocked Product | YES | LS | _A | _10 | 85 | 10 | 14
4398000 | 4398000 | 258.8247 | 155.2948 | Industrial Advanced | 0.6 | 4.892 | 639889181458 | SUPPORT RAILS F-32IND | FOR 800MM DEEP PS CUBICLES | 4 | 163.0596 | Catalog Stocked Product | YES | LS | _A | _10 | 85 | 10 | 14
4398500 | 4398500 | 313.7676 | 188.2606 | Industrial Advanced | 0.6 | 5.335 | 639889846029 | SUPPORT RAIL UNSLOTTED | FOR ENCLOSURE W/D 800MM | 4 | 197.6736 | Catalog Stocked Product | YES | LS | _A | _10 | 85 | 10 | 14
4531001 | 4531001 | 315.3342 | 268.0341 | IT Advanced | 0.85 | 1.208 | 639889917460 | VX SLIDE RAIL FOR ADAPTER SECTION | LENGTH 270MM | 10 | 236.5007 | Catalog Non-Stocked Product | NO | LN | _A | _10 | 87 | 10 | 24
4532000 | 4532000 | 101.5493 | 60.9295 | Industrial Advanced | 0.6 | 0.139 | 639889183957 | FLAT INSTALLATION BRACKET | PS MTG. BOARD | 4 | 63.976 | Catalog Non-Stocked Product | NO | LN | _A | _10 | 85 | 10 | 14
4538000 | 4538000 | 260.5032 | 156.3019 | Industrial Advanced | 0.6 | 0.225 | 639889184152 | PS-ES DOOR ALIGNMENT ADAPTER | PU=10 | 10 | 164.117 | Catalog Stocked Product | YES | LS | _A | _10 | 83 | 10 | 14
4540000 | 4540000 | 105.9805 | 63.5883 | Industrial Advanced | 0.6 | 1.433 | 639889184251 | TRANSPORT BRACKETS |  | 4 | 66.7677 | Catalog Stocked Product | YES | LS | _A | _10 | 85 | 10 | 14
4568000 | 4568000 | 69.6689 | 41.8014 | Industrial Advanced | 0.6 | 0.364 | 639889185258 | TRANSPORTATION EYE BOLTS | STEEL EYE BOLTS FOR TRANSPORT OF ELECTRICAL CABINET | 4 | 43.8914 | Catalog Stocked Product | YES | LS | _A | _10 | 90 | 10 | 14
4568500 | 4568500 | 162.7026 | 97.6216 | Industrial Advanced | 0.6 | 0.351 | 639889908130 | TRANSPORTATION EYE BOLT 304SS | Stainless Steel 1.4301 | 4 | 102.5026 | Catalog Non-Stocked Product | NO | LN | _A | _10 | 90 | 1E | 14
4579000 | 4579000 | 433.053 | 259.8318 | Industrial Advanced | 0.6 | 0.917 | 639889185555 | DOOR BARS F- 900MM DEEP PU(20 EA) | DOORS | 20 | 272.8234 | Catalog Stocked Product | YES | LS | _A | _10 | 83 | 10 | 14
4582000 | 4582000 | 88.5017 | 53.101 | Industrial Advanced | 0.6 | 0.54 | 639889185708 | INTERCONNECTING BRACKET KIT | PU=4 | 4 | 55.7561 | Catalog Stocked Product | YES | LS | _A | _10 | 82 | 10 | 14
4582500 | 4582500 | 80.3778 | 48.2267 | Industrial Advanced | 0.6 | 0.419 | 639889289352 | FLAT BAYING BRACKET F-PS ENCL | PS INTERCONNECTING BRACKETS | 4 | 50.638 | Catalog Stocked Product | YES | LS | _A | _10 | 82 | 10 | 14
4583000 | 4583000 | 232.4163 | 139.4498 | Industrial Advanced | 0.6 | 0.732 | 639889185807 | DOOR STOPS FOR PS-ES | CABINETS | 5 | 146.4223 | Catalog Stocked Product | YES | LS | _A | _10 | 83 | 10 | 14
4583500 | 4583500 | 140.994 | 84.5964 | Industrial Advanced | 0.6 | 0.827 | 639889878518 | DOOR STAY, TS TUBE DOOR FRAME | DOOR STAY F/ESCAPE ROUTES, TS CARBON, SS DOORS W/ TUBULAR DOOR FRAMES | 1 | 88.8262 | Catalog Non-Stocked Product | NO | LN | _A | _10 | 83 | 10 | 14
4590700 | 4590700 | 280.5333 | 168.32 | Industrial Advanced | 0.6 | 8.854 | 639889186156 | JOINING PCS F-MPL 1800H GALV | FOR 1800 HIGH CABINETS | 1 | 176.736 | Catalog Stocked Product | YES | LS | _A | _10 | 85 | 10 | 14
4591700 | 4591700 | 302.0181 | 181.2109 | Industrial Advanced | 0.6 | 9.899 | 639889186200 | JOINING PCS F-MPL 2000H GALV | FOR 2000 HIGH CABINETS | 1 | 190.2714 | Catalog Stocked Product | YES | LS | _A | _10 | 85 | 10 | 14
4592700 | 4592700 | 325.1814 | 195.1088 | Industrial Advanced | 0.6 | 10.787 | 639889186255 | JOINING PCS F-MPL 2200H GALV | FOR 2200 HIGH CABINETS | 1 | 204.8643 | Catalog Stocked Product | YES | LS | _A | _10 | 85 | 10 | 14
4593000 | 4593000 | 117.9426 | 70.7656 | Industrial Advanced | 0.6 | 0.306 | 639889186309 | MPL CENTER FIXTURE | FIXING BRACKET | 10 | 74.3038 | Catalog Stocked Product | YES | LS | _A | _10 | 85 | 10 | 14
4594000 | 4594000 | 209.253 | 125.5518 | Industrial Advanced | 0.6 | 0.328 | 639889186354 | DOOR BARS F-PS DOOR 16W | WIDE DOORS | 20 | 131.8294 | Catalog Stocked Product | YES | LS | _A | _10 | 83 | 10 | 14
4595000 | 4595000 | 97.8565 | 58.7139 | Industrial Advanced | 0.6 | 0.639 | 639889186408 | 2S WALL SECURING BRACKETS | PS WALL BRACKETS | 4 | 61.6496 | Catalog Stocked Product | YES | LS | _A | _10 | 90 | 10 | 14
4596000 | 4596000 | 338.4975 | 203.0985 | Industrial Advanced | 0.6 | 0.562 | 639889186453 | DOOR BARS FOR DOOR 600MM DEEP | WIDE DOORS | 20 | 213.2534 | Catalog Stocked Product | YES | LS | _A | _10 | 83 | 10 | 14
4597000 | 4597000 | 101.5493 | 60.9295 | Industrial Advanced | 0.6 | 0.176 | 639889186507 | INSTALLATION BRACKET PU(4 EA) | PS MOUNTING BRACKET | 4 | 63.976 | Catalog Stocked Product | YES | LS | _A | _10 | 85 | 10 | 14
4598000 | 4598000 | 383.2575 | 229.9545 | Industrial Advanced | 0.6 | 0.785 | 639889186552 | DOOR BARS F-PS DOOR 32W | WIDE DOORS | 20 | 241.4522 | Catalog Stocked Product | YES | LS | _A | _10 | 83 | 10 | 14
4599000 | 4599000 | 466.1754 | 279.7052 | Industrial Advanced | 0.6 | 1.03 | 639889186606 | DOOR BARS F-1000 W PU(20 EA) | DOORS | 20 | 293.6905 | Catalog Stocked Product | YES | LS | _A | _10 | 83 | 10 | 14
4599100 | 4599100 | 273.4836 | 164.0902 | Industrial Advanced | 0.6 | 0.364 | 639889922457 | DEPTH BAR 380MM |  | 20 | 172.2947 | Catalog Non-Stocked Product | NO | LN | _A | _10 | 83 | 10 | 14
4599200 | 4599200 | 492.6957 | 295.6174 | Industrial Advanced | 0.6 | 0.802 | 639889922464 | DEPTH BAR 760MM |  | 20 | 310.3983 | Catalog Non-Stocked Product | NO | LN | _A | _10 | 83 | 10 | 14
4612000 | 4612000 | 125.2161 | 75.1297 | Industrial Advanced | 0.6 | 0.126 | 639889187009 | PC LEVELING FEET | 12MM X 45MM | 4 | 78.8861 | Catalog Stocked Product | YES | LS | _A | _10 | 81 | 10 | 14
4638600 | 4638600 | 602.2458 | 361.3475 | Industrial Advanced | 0.6 | 8.093 | 639889187603 | DESK PANEL F 600W DOOR | (413 X 400) | 1 | 379.4149 | Catalog Stocked Product | YES | LS | _A | _10 | 83 | 10 | 14
4638800 | 4638800 | 670.3929 | 402.2357 | Industrial Advanced | 0.6 | 10.67 | 639889187658 | DESK PANEL F 800W DOOR | (613 X 400) | 1 | 422.3475 | Catalog Stocked Product | YES | LS | _A | _10 | 83 | 10 | 14
4666991 | 4666991 | 97.3642 | 73.0231 | Spare Parts | 0.75 | 1.601 | 639889320901 | PS-ES MPL HRDW BAG 0-1200 WIDE |  | 1 | 61.3394 | Stocked Spare Part Product | YES | L2 | _E | _52 | 11 | 40 | SP
4694000 | 4694000 | 285.4569 | 171.2741 | Industrial Advanced | 0.6 | 0.388 | 639889188006 | DEPTH BARS FOR PS-ES 400MM | PU=20 | 20 | 179.8378 | Catalog Stocked Product | YES | LS | _A | _10 | 85 | 10 | 14
4695000 | 4695000 | 403.2876 | 241.9726 | Industrial Advanced | 0.6 | 0.507 | 639889188051 | DEPTH BARS FOR PS-ES 500MM | PU=20 | 20 | 254.0712 | Catalog Stocked Product | YES | LS | _A | _10 | 85 | 10 | 14
4696000 | 4696000 | 462.9303 | 277.7582 | Industrial Advanced | 0.6 | 0.619 | 639889188105 | DEPTH BARS FOR PS-ES 600MM | PU=20 | 20 | 291.6461 | Catalog Stocked Product | YES | LS | _A | _10 | 85 | 10 | 14
4697000 | 4697000 | 539.2461 | 323.5477 | Industrial Advanced | 0.6 | 0.858 | 639889188150 | DEPTH BARS FOR PS-ES 800 MM | PU=20 | 20 | 339.725 | Catalog Stocked Product | YES | LS | _A | _10 | 85 | 10 | 14
4911000 | 4911000 | 180.9423 | 108.5654 | Industrial Advanced | 0.6 | 1.171 | 639889189409 | DOOR INTERLOCK KIT F-FMDC | CUBICLES | 1 | 113.9936 | Catalog Stocked Product | YES | LS | _A | _10 | 83 | 10 | 14
4911100 | 4911100 | 234.0948 | 140.4569 | Industrial Advanced | 0.6 | 1.841 | 639889854000 | ADJACENT DOOR INTERLOCK KIT | FOR TWO DOOR ENCLOSURES | 1 | 147.4797 | Catalog Stocked Product | YES | LS | _A | _10 | 83 | 10 | 14
4912000 | 4912000 | 195.825 | 117.495 | Industrial Advanced | 0.6 | 1.12 | 639889189454 | SLAVE DOOR INTERLOCK ACTIVATOR F.MASTER | PS BAYING LOCK . | 1 | 123.3697 | Catalog Stocked Product | YES | LS | _A | _10 | 83 | 10 | 14
4916000 | 4916000 | 152.5197 | 91.5118 | Industrial Advanced | 0.6 | 0.657 | 639889189508 | INTERLOCK BARS F-24W ENCL | PU=10 | 10 | 96.0874 | Catalog Stocked Product | YES | LS | _A | _10 | 83 | 10 | 14
4918000 | 4918000 | 225.7023 | 135.4214 | Industrial Advanced | 0.6 | 0.884 | 639889189553 | INTERLOCK BARS F-32W ENCL | PU=10 | 10 | 142.1924 | Catalog Stocked Product | YES | LS | _A | _10 | 83 | 10 | 14
4920000 | 4920000 | 313.7676 | 188.2606 | Industrial Advanced | 0.6 | 1.321 | 639889189607 | INTERLOCK BARS F-48W ENCL | PU=10 | 10 | 197.6736 | Catalog Stocked Product | YES | LS | _A | _10 | 83 | 10 | 14
4933000 | 4933000 | 142.8963 | 85.7378 | Industrial Advanced | 0.6 | 0.639 | 639889189652 | INSTALL RAIL TS35-15 455MM | PU=6 | 6 | 90.0247 | Catalog Non-Stocked Product | NO | LN | _A | _10 | 85 | 10 | 14
4935000 | 4935000 | 197.3916 | 118.435 | Industrial Advanced | 0.6 | 0.992 | 639889189751 | INSTALL RAIL TS35-15 755MM | PU=6 | 6 | 124.3567 | Catalog Non-Stocked Product | NO | LN | _A | _10 | 85 | 10 | 14
4937000 | 4937000 | 258.8247 | 155.2948 | Industrial Advanced | 0.6 | 1.506 | 639889189850 | INSTALL RAIL TS35-15 1155MM | PU=6 | 6 | 163.0596 | Catalog Non-Stocked Product | NO | LN | _A | _10 | 85 | 10 | 14
4943000 | 4943000 | 195.825 | 117.495 | Industrial Advanced | 0.6 | 0.699 | 639889190153 | C-RAIL 30-15 455MM | (PACK OF 6) | 6 | 123.3697 | Catalog Stocked Product | YES | LS | _A | _10 | 85 | 10 | 14
4944000 | 4944000 | 232.4163 | 139.4498 | Industrial Advanced | 0.6 | 0.882 | 639889190207 | C-RAIL 30-15 555MM | (PACK OF 6) | 6 | 146.4223 | Catalog Non-Stocked Product | NO | LN | _A | _10 | 85 | 10 | 14
4945000 | 4945000 | 253.9011 | 152.3407 | Industrial Advanced | 0.6 | 1.197 | 639889190252 | C-RAIL 30-15 755MM | (PACK OF 6) | 6 | 159.9577 | Catalog Stocked Product | YES | LS | _A | _10 | 85 | 10 | 14
4946000 | 4946000 | 288.8139 | 173.2883 | Industrial Advanced | 0.6 | 1.521 | 639889190306 | C-RAIL 30-15 955MM | (PACK OF 6) | 6 | 181.9528 | Catalog Stocked Product | YES | LS | _A | _10 | 85 | 10 | 14
4947000 | 4947000 | 320.3697 | 192.2218 | Industrial Advanced | 0.6 | 1.843 | 639889190351 | C-RAIL 30-15 1155MM | (PACK OF 6) | 6 | 201.8329 | Catalog Stocked Product | YES | LS | _A | _10 | 85 | 10 | 14
5001050 | 5001050 | 75.208 | 45.1248 | Industrial Advanced | 0.6 | 0.904 | 639889007925 | CM INTERIOR RAILS F- 0600HW |  | 4 | 47.381 | Catalog Non-Stocked Product | NO | LN | _A | _10 | 85 | 10 | 14
5001051 | 5001051 | 97.7335 | 58.6401 | Industrial Advanced | 0.6 | 1.29 | 639889008328 | CM INTERIOR RAILS F- 0800HW |  | 4 | 61.5721 | Catalog Stocked Product | YES | LS | _A | _10 | 85 | 10 | 14
5001053 | 5001053 | 132.042 | 79.2252 | Industrial Advanced | 0.6 | 1.973 | 639889008304 | CM INTERIOR RAILS F- 1200HW |  | 4 | 83.1865 | Catalog Non-Stocked Product | NO | LN | _A | _10 | 85 | 10 | 14
5001054 | 5001054 | 148.7151 | 89.2291 | Industrial Advanced | 0.6 | 2.332 | 639889008298 | CM INTERIOR RAILS F- 1400HW |  | 4 | 93.6905 | Catalog Non-Stocked Product | NO | LN | _A | _10 | 85 | 10 | 14
5001080 | 5001080 | 63.8837 | 38.3302 | Industrial Advanced | 0.6 | 1.411 | 639889862302 | CM CABLE CLAMP F- 0600W |  | 1 | 40.2467 | Catalog Non-Stocked Product | NO | LN | _A | _10 | 85 | 10 | 14
5001081 | 5001081 | 67.6995 | 40.6197 | Industrial Advanced | 0.6 | 1.764 | 639889862319 | CM CABLE CLAMP F- 0800W |  | 1 | 42.6507 | Catalog Non-Stocked Product | NO | LN | _A | _10 | 85 | 10 | 14
5001082 | 5001082 | 73.6078 | 44.1647 | Industrial Advanced | 0.6 | 2.127 | 639889862326 | CM CABLE CLAMP F- 1000W |  | 1 | 46.3729 | Catalog Non-Stocked Product | NO | LN | _A | _10 | 85 | 10 | 14
5001083 | 5001083 | 76.4389 | 45.8633 | Industrial Advanced | 0.6 | 2.513 | 639889862333 | CM CABLE CLAMP F- 1200W |  | 1 | 48.1565 | Catalog Non-Stocked Product | NO | LN | _A | _10 | 85 | 10 | 14
5001130 | 5001130 | 243.8301 | 146.2981 | Industrial Advanced | 0.6 | 9.965 | 639889008236 | CM-TP BOTTOM PLATE 0600W0400D |  | 1 | 153.613 | Catalog Non-Stocked Product | NO | LN | _A | _10 | 81 | 10 | 14
5001140 | 5001140 | 267.1053 | 160.2632 | Industrial Advanced | 0.6 | 12.463 | 639889008229 | CM-TP BOTTOM PLATE 0800W0400D |  | 1 | 168.2763 | Catalog Non-Stocked Product | NO | LN | _A | _10 | 81 | 10 | 14
5001160 | 5001160 | 308.6202 | 185.1721 | Industrial Advanced | 0.6 | 17.637 | 639889008069 | CM-TP BOTTOM PLATE 1200W0400D |  | 1 | 194.4307 | Catalog Non-Stocked Product | NO | LN | _A | _10 | 81 | 10 | 14
5001370 | 5001370 | 101.7954 | 61.0773 | Industrial Advanced | 0.6 | 1.186 | 639889854246 | BASE CONFIGURATION RAIL F- CM |  | 2 | 64.1311 | Catalog Non-Stocked Product | NO | LN | _A | _10 | 85 | 10 | 14
5001380 | 5001380 | 838.5786 | 503.1472 | Industrial Advanced | 0.6 | 3.131 | 639889880641 | SILICONE PROFILE WHITE 25M |  | 1 | 528.3045 | Catalog Non-Stocked Product | NO | LN | _E | _52 | 11 | 40 | 14
5050000 | 5050000 | 331.1121 | 248.3341 | Spare Parts | 0.75 | 13.668 | 639889878525 | TS CABLE PLATE SET 1000W0500D | 1000Wx500D mm zinc-plated | 1 | 208.6006 | Non-Stocked Spare Part Product | NO | SP | _E | _52 | 11 | 40 | SP
5050001 | 5050001 | 361.3251 | 270.9938 | Spare Parts | 0.75 | 15.873 | 639889878532 | TS CABLE PLATE SET 1000W0600D | 1000Wx600D mm zinc-plated | 1 | 227.6348 | Non-Stocked Spare Part Product | NO | SP | _E | _52 | 11 | 40 | SP
5050002 | 5050002 | 294.1851 | 220.6388 | Spare Parts | 0.75 | 9.7 | 639889878549 | TS CABLE PLATE SET 1000W0400D | 1000Wx400D mm zinc-plated | 1 | 185.3366 | Non-Stocked Spare Part Product | NO | SP | _E | _52 | 11 | 40 | SP
5050003 | 5050003 | 312.6486 | 234.4864 | Spare Parts | 0.75 | 11.243 | 639889878556 | TS CABLE PLATE SET 1200W0400D | 1200Wx400D mm zinc-plated | 1 | 196.9686 | Non-Stocked Spare Part Product | NO | SP | _E | _52 | 11 | 40 | SP
5050004 | 5050004 | 374.6412 | 280.9809 | Spare Parts | 0.75 | 16.314 | 639889878563 | TS CABLE PLATE SET 1200W0600D | 1200Wx600D mm zinc-plated | 1 | 236.024 | Non-Stocked Spare Part Product | NO | SP | _E | _52 | 11 | 40 | SP
5050005 | 5050005 | 184.8588 | 138.6441 | Spare Parts | 0.75 | 6.614 | 639889878570 | TS CABLE PLATE SET 0600W0400D | 600Wx400D mm zinc-plated | 1 | 116.461 | Non-Stocked Spare Part Product | NO | SP | _E | _52 | 11 | 40 | SP
5050006 | 5050006 | 205.2246 | 153.9185 | Spare Parts | 0.75 | 5.401 | 639889878587 | TS CABLE PLATE SET 0600W0500D | 600Wx500D mm zinc-plated | 1 | 129.2915 | Non-Stocked Spare Part Product | NO | SP | _E | _52 | 11 | 40 | SP
5050007 | 5050007 | 238.6827 | 179.012 | Spare Parts | 0.75 | 7.055 | 639889878594 | TS CABLE PLATE SET 0600W0600D | 600Wx600D mm zinc-plated | 1 | 150.3701 | Non-Stocked Spare Part Product | NO | SP | _E | _52 | 11 | 40 | SP
5050008 | 5050008 | 270.6861 | 203.0146 | Spare Parts | 0.75 | 9.259 | 639889878600 | TS CABLE PLATE SET 0600W0800D | 600Wx800D mm zinc-plated | 1 | 170.5322 | Non-Stocked Spare Part Product | NO | SP | _E | _52 | 11 | 40 | SP
5050009 | 5050009 | 201.6438 | 151.2328 | Spare Parts | 0.75 | 8.818 | 639889878617 | TS CABLE PLATE SET 0800W0400D | 800Wx400D mm zinc-plated | 1 | 127.0356 | Non-Stocked Spare Part Product | NO | SP | _E | _52 | 11 | 40 | SP
5050010 | 5050010 | 228.6117 | 171.4588 | Spare Parts | 0.75 | 11.023 | 639889878624 | TS CABLE PLATE SET 0800W0500D | 800Wx500D mm zinc-plated | 1 | 144.0254 | Non-Stocked Spare Part Product | NO | SP | _E | _52 | 11 | 40 | SP
5050011 | 5050011 | 240.3612 | 180.2709 | Spare Parts | 0.75 | 9.7 | 639889878631 | TS CABLE PLATE SET 0800W0600D | 800Wx600D mm zinc-plated | 1 | 151.4276 | Non-Stocked Spare Part Product | NO | SP | _E | _52 | 11 | 40 | SP
5050012 | 5050012 | 289.1496 | 216.8622 | Spare Parts | 0.75 | 13.228 | 639889878648 | TS CABLE PLATE SET 0800W0800D | 800Wx800D mm zinc-plated | 1 | 182.1642 | Non-Stocked Spare Part Product | NO | SP | _E | _52 | 11 | 40 | SP
5050013 | 5050013 | 342.9735 | 257.2301 | Spare Parts | 0.75 | 15.432 | 639889878655 | TS CABLE PLATE SET 1200W0500D | WD 1200x500 mm zinc-plated | 1 | 216.0733 | Non-Stocked Spare Part Product | NO | SP | _E | _52 | 11 | 40 | SP
5050048 | 5050048 | 426.7866 | 320.0899 | Spare Parts | 0.75 | 3.086 | 639889880948 | TS LOCK ROD ASM 1800H SINGLE DOOR | H 1800 mm | 1 | 268.8756 | Stocked Spare Part Product | YES | L2 | _E | _52 | 11 | 40 | SP
5050049 | 5050049 | 450.3975 | 337.7981 | Spare Parts | 0.75 | 3.307 | 639889880955 | TS LOCK ROD SYSTEM 2000H SINGLE DOOR | H 2000 mm | 1 | 283.7504 | Stocked Spare Part Product | YES | L2 | _E | _52 | 11 | 40 | SP
5050050 | 5050050 | 468.9729 | 351.7297 | Spare Parts | 0.75 | 6.614 | 639889880962 | TS LOCK ROD SYSTEM 2200H SINGLE DOOR | H 2200 mm | 1 | 295.4529 | Stocked Spare Part Product | YES | L2 | _E | _52 | 11 | 40 | SP
5050051 | 5050051 | 426.7866 | 320.0899 | Spare Parts | 0.75 | 2.646 | 639889880979 | TS LOCK ROD SYSTEM 1800H DOUBLE DOOR | H 1800 mm | 1 | 268.8756 | Stocked Spare Part Product | YES | L2 | _E | _52 | 11 | 40 | SP
5050052 | 5050052 | 450.3975 | 337.7981 | Spare Parts | 0.75 | 3.086 | 639889880986 | TS LOCK ROD SYSTEM 2000H DOUBLE DOOR | H 2000 mm | 1 | 283.7504 | Stocked Spare Part Product | YES | L2 | _E | _52 | 11 | 40 | SP
5050053 | 5050053 | 468.9729 | 351.7297 | Spare Parts | 0.75 | 6.614 | 639889880993 | TS LOCK ROD ASM 2200H DOUBLE DOOR | H 2200 mm | 1 | 295.4529 | Stocked Spare Part Product | YES | L2 | _E | _52 | 11 | 40 | SP
5050063 | 5050063 | 164.1573 | 123.118 | Spare Parts | 0.75 | 1.279 | 639889881617 | TS MOUNTING PANEL FIXING KIT F-0400-1200 |  | 1 | 103.4191 | Stocked Spare Part Product | YES | L2 | _E | _52 | 11 | 40 | SP
5050065 | 5050065 | 979.6845 | 734.7634 | Spare Parts | 0.75 | 76.058 | 639889878686 | TS REAR PANEL 2000H0800W RAL7035 | 800Wx2000H mm | 1 | 617.2012 | Stocked Spare Part Product | YES | L2 | _E | _52 | 11 | 40 | SP
5050066 | 5050066 | 47.882 | 35.9115 | Spare Parts | 0.75 | 0.705 | 639889878693 | TS FIXING KIT F-SIDEWALL; UP TO 800MM D |  | 1 | 30.1657 | Stocked Spare Part Product | YES | L2 | _E | _52 | 11 | 40 | SP
5050067 | 5050067 | 716.7195 | 537.5396 | Spare Parts | 0.75 | 70.988 | 639889878709 | TS SINGLE DOOR 2000H0800W RAL7035 | 800Wx2000H mm | 1 | 451.5333 | Stocked Spare Part Product | YES | L2 | _E | _52 | 11 | 40 | SP
5050068 | 5050068 | 27.5722 | 20.6791 | Spare Parts | 0.75 | 0.192 | 639889881624 | COMPLETE LOCK KIT F- TS (NO LOCK BARS) |  | 1 | 17.3705 | Stocked Spare Part Product | YES | L2 | _E | _52 | 11 | 40 | SP
5050069 | 5050069 | 107.8268 | 80.8701 | Spare Parts | 0.75 | 0.589 | 639889878716 | TS ACCESSORY BAG, SINGLE DOOR |  | 1 | 67.9309 | Stocked Spare Part Product | YES | L2 | _E | _52 | 11 | 40 | SP
5050070 | 5050070 | 61.7912 | 46.3434 | Spare Parts | 0.75 | 0.752 | 639889878723 | TS ACCESSORY BAG DOUBLE DOOR |  | 1 | 38.9284 | Stocked Spare Part Product | YES | L2 | _E | _52 | 11 | 40 | SP
5050098 | 5050098 | 284.1141 | 213.0856 | Spare Parts | 0.75 | 11.905 | 639889878853 | TS ROOF PANEL 0800W0500D RAL7035 | 800x500 mm | 1 | 178.9919 | Stocked Spare Part Product | YES | L2 | _E | _52 | 11 | 40 | SP
5050102 | 5050102 | 225.1428 | 168.8571 | Spare Parts | 0.75 | 9.921 | 639889878884 | TS ROOF PANEL 0600W0500D RAL7035 | 600Wx500D mm | 1 | 141.84 | Non-Stocked Spare Part Product | NO | SP | _E | _52 | 11 | 40 | SP
5050105 | 5050105 | 336.2595 | 252.1946 | Spare Parts | 0.75 | 11.023 | 639889878914 | TS ROOF PANEL 1000W0400D RAL7035 | 1000Wx400D mm | 1 | 211.8435 | Non-Stocked Spare Part Product | NO | SP | _E | _52 | 11 | 40 | SP
5050106 | 5050106 | 346.2186 | 259.6639 | Spare Parts | 0.75 | 15.432 | 639889878921 | TS ROOF PANEL 1000W0500D RAL7035 | 1000Wx500D mm | 1 | 218.1177 | Non-Stocked Spare Part Product | NO | SP | _E | _52 | 11 | 40 | SP
5050107 | 5050107 | 381.579 | 286.1843 | Spare Parts | 0.75 | 17.637 | 639889878938 | TS ROOF PANEL 1000W0600D RAL7035 | 1000Wx600D mm | 1 | 240.3948 | Non-Stocked Spare Part Product | NO | SP | _E | _52 | 11 | 40 | SP
5050108 | 5050108 | 371.508 | 278.631 | Spare Parts | 0.75 | 5.511 | 639889878945 | TS ROOF PANEL 1200W0400D RAL7035 | 1200WDx400 mm | 1 | 234.05 | Non-Stocked Spare Part Product | NO | SP | _E | _52 | 11 | 40 | SP
5050109 | 5050109 | 371.508 | 278.631 | Spare Parts | 0.75 | 9.039 | 639889878952 | TS ROOF PANEL 1200W0500D RAL7035 | 1200Wx500D mm | 1 | 234.05 | Stocked Spare Part Product | YES | L2 | _E | _52 | 11 | 40 | SP
5050110 | 5050110 | 408.3231 | 306.2423 | Spare Parts | 0.75 | 22.046 | 639889878969 | TS ROOF PANEL 1200W0600D RAL7035 | 1200Wx600D mm | 1 | 257.2436 | Stocked Spare Part Product | YES | L2 | _E | _52 | 11 | 40 | SP
5050111 | 5050111 | 484.0794 | 363.0596 | Spare Parts | 0.75 | 14.109 | 639889878976 | TS ROOF PANEL 1200W0800D RAL7035 | 1200Wx800D mm | 1 | 304.97 | Stocked Spare Part Product | YES | L2 | _E | _52 | 11 | 40 | SP
5050118 | 5050118 | 818.4366 | 613.8274 | Spare Parts | 0.75 | 48.501 | 639889881044 | TS REAR PANEL 1200H0800W RAL7035 | 800Wx1200H mm | 1 | 515.6151 | Non-Stocked Spare Part Product | NO | SP | _E | _52 | 11 | 40 | SP
5050119 | 5050119 | 868.9035 | 651.6776 | Spare Parts | 0.75 | 50.705 | 639889879027 | TS REAR PANEL 1400H0800W RAL7035 | 800Wx1400H mm | 1 | 547.4092 | Non-Stocked Spare Part Product | NO | SP | _E | _52 | 11 | 40 | SP
5050120 | 5050120 | 900.6831 | 675.5123 | Spare Parts | 0.75 | 61.728 | 639889879034 | TS REAR PANEL 1600H0800W RAL7035 | 800Wx1600H mm | 1 | 567.4304 | Non-Stocked Spare Part Product | NO | SP | _E | _52 | 11 | 40 | SP
5050121 | 5050121 | 941.079 | 705.8093 | Spare Parts | 0.75 | 72.751 | 639889879041 | TS REAR PANEL 1800H0800W RAL7035 | 800Wx1800H mm | 1 | 592.8798 | Stocked Spare Part Product | YES | L2 | _E | _52 | 11 | 40 | SP
5050122 | 5050122 | 815.0796 | 611.3097 | Spare Parts | 0.75 | 79.365 | 639889879058 | TS REAR PANEL 2200H0800W RAL7035 | 800Wx2200H mm | 1 | 513.5001 | Non-Stocked Spare Part Product | NO | SP | _E | _52 | 11 | 40 | SP
5050123 | 5050123 | 752.8632 | 564.6474 | Spare Parts | 0.75 | 41.887 | 639889881051 | TS REAR PANEL 1200H0600W RAL7035 | 600Wx1200H mm | 1 | 474.3038 | Non-Stocked Spare Part Product | NO | SP | _E | _52 | 11 | 40 | SP
5050124 | 5050124 | 778.0407 | 583.5305 | Spare Parts | 0.75 | 44.092 | 639889879065 | TS REAR PANEL 1400H0600W RAL7035 | 600Wx1400H mm | 1 | 490.1656 | Non-Stocked Spare Part Product | NO | SP | _E | _52 | 11 | 40 | SP
5050125 | 5050125 | 803.3301 | 602.4976 | Spare Parts | 0.75 | 57.319 | 639889879072 | TS REAR PANEL 1600H0600W RAL7035 | 600Wx1600H mm | 1 | 506.098 | Non-Stocked Spare Part Product | NO | SP | _E | _52 | 11 | 40 | SP
5050126 | 5050126 | 845.2926 | 633.9695 | Spare Parts | 0.75 | 63.933 | 639889879089 | TS REAR PANEL 1800H0600W RAL7035 | 600Wx1800H mm | 1 | 532.5343 | Non-Stocked Spare Part Product | NO | SP | _E | _52 | 11 | 40 | SP
5050127 | 5050127 | 882.2196 | 661.6647 | Spare Parts | 0.75 | 65.035 | 639889879096 | TS REAR PANEL 2000H0600W RAL7035 | 600Wx2000H mm | 1 | 555.7983 | Stocked Spare Part Product | YES | L2 | _E | _52 | 11 | 40 | SP
5050128 | 5050128 | 922.6155 | 691.9616 | Spare Parts | 0.75 | 68.342 | 639889879102 | TS REAR PANEL 2200H0600W RAL7035 | 600Wx2200H mm | 1 | 581.2478 | Non-Stocked Spare Part Product | NO | SP | _E | _52 | 11 | 40 | SP
5050129 | 5050129 | 1025.1159 | 768.8369 | Spare Parts | 0.75 | 72.751 | 639889879119 | TS REAR PANEL 1800H1000W RAL7035 | 1000Wx1800H mm | 1 | 645.823 | Stocked Spare Part Product | YES | L2 | _E | _52 | 11 | 40 | SP
5050130 | 5050130 | 1067.0784 | 800.3088 | Spare Parts | 0.75 | 77.16 | 639889879126 | TS REAR PANEL 2000H1000W RAL7035 | 1000Wx2000H mm | 1 | 672.2594 | Stocked Spare Part Product | YES | L2 | _E | _52 | 11 | 40 | SP
5050131 | 5050131 | 1204.9392 | 903.7044 | Spare Parts | 0.75 | 59.524 | 639889881068 | TS REAR PANEL 1200H1200W RAL7035 | WH: 1200x1200 mm | 1 | 759.1117 | Non-Stocked Spare Part Product | NO | SP | _E | _52 | 11 | 40 | SP
5050132 | 5050132 | 1043.5794 | 782.6846 | Spare Parts | 0.75 | 70.547 | 639889879133 | TS REAR PANEL 1400H1200W RAL7035 | WH: 1200x1400 mm | 1 | 657.455 | Non-Stocked Spare Part Product | NO | SP | _E | _52 | 11 | 40 | SP
5050133 | 5050133 | 1080.6183 | 810.4637 | Spare Parts | 0.75 | 77.16 | 639889879140 | TS REAR PANEL 1600H1200W RAL7035 | WH: 1200x1600 mm | 1 | 680.7895 | Non-Stocked Spare Part Product | NO | SP | _E | _52 | 11 | 40 | SP
5050134 | 5050134 | 1120.9023 | 840.6767 | Spare Parts | 0.75 | 83.774 | 639889879157 | TS REAR PANEL 1800H1200W RAL7035 | 1200Wx1800H mm | 1 | 706.1684 | Non-Stocked Spare Part Product | NO | SP | _E | _52 | 11 | 40 | SP
5050135 | 5050135 | 1161.1863 | 870.8897 | Spare Parts | 0.75 | 88.183 | 639889879164 | TS REAR PANEL 2000H1200W RAL7035 | 1200Wx2000H mm | 1 | 731.5474 | Stocked Spare Part Product | YES | L2 | _E | _52 | 11 | 40 | SP
5050136 | 5050136 | 1231.7952 | 923.8464 | Spare Parts | 0.75 | 101.411 | 639889879171 | TS REAR PANEL 2200H1200W RAL7035 | 1200Wx2200H mm | 1 | 776.031 | Non-Stocked Spare Part Product | NO | SP | _E | _52 | 11 | 40 | SP
5050137 | 5050137 | 366.3606 | 274.7704 | Spare Parts | 0.75 | 2.205 | 639889881075 | TS LOCK ROD ASM 1200H, SINGLE DOOR | H: 1200 mm | 1 | 230.8072 | Non-Stocked Spare Part Product | NO | SP | _E | _52 | 11 | 40 | SP
5050138 | 5050138 | 381.579 | 286.1843 | Spare Parts | 0.75 | 6.614 | 639889881082 | TS LOCK ROD ASM 1400H, SINGLE DOOR | H: 1400 mm | 1 | 240.3948 | Non-Stocked Spare Part Product | NO | SP | _E | _52 | 11 | 40 | SP
5050139 | 5050139 | 410.0016 | 307.5012 | Spare Parts | 0.75 | 6.614 | 639889881099 | TS LOCK ROD ASM 1600H, SINGLE DOOR | H: 1600 mm | 1 | 258.301 | Non-Stocked Spare Part Product | NO | SP | _E | _52 | 11 | 40 | SP
5050140 | 5050140 | 366.3606 | 274.7704 | Spare Parts | 0.75 | 6.614 | 639889881105 | TS LOCK ROD SYSTEM 1200H, DOUBLE DOOR | H: 1200 mm | 1 | 230.8072 | Non-Stocked Spare Part Product | NO | SP | _E | _52 | 11 | 40 | SP
5050141 | 5050141 | 381.579 | 286.1843 | Spare Parts | 0.75 | 2.425 | 639889881112 | TS LOCK ROD SYSTEM 1400H DOUBLE DOOR | H 1400 mm | 1 | 240.3948 | Non-Stocked Spare Part Product | NO | SP | _E | _52 | 11 | 40 | SP
5050142 | 5050142 | 410.0016 | 307.5012 | Spare Parts | 0.75 | 6.614 | 639889881129 | TS LOCK ROD SYSTEM 1600H DOUBLE DOOR | H 1600 mm | 1 | 258.301 | Non-Stocked Spare Part Product | NO | SP | _E | _52 | 11 | 40 | SP
5050143 | 5050143 | 356.1777 | 267.1333 | Spare Parts | 0.75 | 6.614 | 639889881631 | TS LOCK ROD SYSTEM 1200H, LH DOOR | H: 1200 mm | 1 | 224.392 | Non-Stocked Spare Part Product | NO | SP | _E | _52 | 11 | 40 | SP
5050144 | 5050144 | 378.222 | 283.6665 | Spare Parts | 0.75 | 6.614 | 639889881648 | TS LOCK ROD SYSTEM 1400H, LH DOOR | H: 1400 mm | 1 | 238.2799 | Non-Stocked Spare Part Product | NO | SP | _E | _52 | 11 | 40 | SP
5050145 | 5050145 | 390.0834 | 292.5626 | Spare Parts | 0.75 | 6.614 | 639889881655 | TS LOCK ROD SYSTEM 1600H, LH DOOR | H: 1600 mm | 1 | 245.7525 | Non-Stocked Spare Part Product | NO | SP | _E | _52 | 11 | 40 | SP
5050146 | 5050146 | 401.6091 | 301.2068 | Spare Parts | 0.75 | 2.646 | 639889881662 | TS LOCK ROD SYSTEM 1800H LH DOOR | H 1800 mm | 1 | 253.0137 | Stocked Spare Part Product | YES | L2 | _E | _52 | 11 | 40 | SP
5050147 | 5050147 | 420.0726 | 315.0544 | Spare Parts | 0.75 | 3.086 | 639889881679 | TS LOCK ROD SYSTEM 2000H LH DOOR | H 2000 mm | 1 | 264.6457 | Stocked Spare Part Product | YES | L2 | _E | _52 | 11 | 40 | SP
5050148 | 5050148 | 443.5716 | 332.6787 | Spare Parts | 0.75 | 6.614 | 639889881686 | TS LOCK ROD SYSTEM 2200H LH DOOR | H 2200 mm | 1 | 279.4501 | Stocked Spare Part Product | YES | L2 | _E | _52 | 11 | 40 | SP
5050149 | 5050149 | 82.3472 | 61.7604 | Spare Parts | 0.75 | 0.099 | 639889881693 | TS LOCK PARTS TOP_BOTTOM F.DOUBLE DOOR |  | 1 | 51.8787 | Stocked Spare Part Product | YES | L2 | _E | _52 | 11 | 40 | SP
5050150 | 5050150 | 492.36 | 369.27 | Spare Parts | 0.75 | 66.138 | 639889881136 | TS SINGLE DOOR 1200H0600W RAL7035 | WH: 600x1200 mm | 1 | 310.1868 | Non-Stocked Spare Part Product | NO | SP | _E | _52 | 11 | 40 | SP
5050151 | 5050151 | 529.7346 | 397.301 | Spare Parts | 0.75 | 70.547 | 639889879188 | TS SINGLE DOOR 1400H0600W RAL7035 | WH: 600x1400 mm | 1 | 333.7328 | Non-Stocked Spare Part Product | NO | SP | _E | _52 | 11 | 40 | SP
5050152 | 5050152 | 563.8641 | 422.8981 | Spare Parts | 0.75 | 74.956 | 639889879195 | TS SINGLE DOOR 1600H0600W RAL7035 | 600Wx1600H mm | 1 | 355.2344 | Non-Stocked Spare Part Product | NO | SP | _E | _52 | 11 | 40 | SP
5050153 | 5050153 | 593.1819 | 444.8864 | Spare Parts | 0.75 | 49.824 | 639889879201 | TS SINGLE DOOR 1800H0600W RAL7035 | 600Wx1800H mm | 1 | 373.7046 | Stocked Spare Part Product | YES | L2 | _E | _52 | 11 | 40 | SP
5050154 | 5050154 | 628.9899 | 471.7424 | Spare Parts | 0.75 | 55.996 | 639889879218 | TS SINGLE DOOR 2000H0600W RAL7035 | 600Wx2000H mm | 1 | 396.2636 | Stocked Spare Part Product | YES | L2 | _E | _52 | 11 | 40 | SP
5050155 | 5050155 | 659.7624 | 494.8218 | Spare Parts | 0.75 | 60.626 | 639889879225 | TS SINGLE DOOR 2200H0600W RAL7035 | 600Wx2200H mm | 1 | 415.6503 | Stocked Spare Part Product | YES | L2 | _E | _52 | 11 | 40 | SP
5050156 | 5050156 | 695.3466 | 521.51 | Spare Parts | 0.75 | 43.21 | 639889881143 | TS SINGLE DOOR 1200H0800W RAL7035 | WH: 800x1200 mm | 1 | 438.0684 | Non-Stocked Spare Part Product | NO | SP | _E | _52 | 11 | 40 | SP
5050157 | 5050157 | 641.9703 | 481.4777 | Spare Parts | 0.75 | 74.956 | 639889879232 | TS SINGLE DOOR 1400H0800W RAL7035 | WH: 800x1400 mm | 1 | 404.4413 | Non-Stocked Spare Part Product | NO | SP | _E | _52 | 11 | 40 | SP
5050158 | 5050158 | 671.0643 | 503.2982 | Spare Parts | 0.75 | 83.774 | 639889879249 | TS SINGLE DOOR 1600H0800W RAL7035 | 800Wx1600H mm | 1 | 422.7705 | Stocked Spare Part Product | YES | L2 | _E | _52 | 11 | 40 | SP
5050159 | 5050159 | 693.8919 | 520.4189 | Spare Parts | 0.75 | 62.169 | 639889879256 | TS SINGLE DOOR 1800H0800W RAL7035 | 800Wx1800H mm | 1 | 437.1519 | Stocked Spare Part Product | YES | L2 | _E | _52 | 11 | 40 | SP
5050160 | 5050160 | 744.2469 | 558.1852 | Spare Parts | 0.75 | 77.601 | 639889879263 | TS SINGLE DOOR 2200H0800W RAL7035 | 800Wx2200H mm | 1 | 468.8755 | Stocked Spare Part Product | YES | L2 | _E | _52 | 11 | 40 | SP
5050161 | 5050161 | 667.9311 | 500.9483 | Spare Parts | 0.75 | 92.593 | 639889879270 | TS SINGLE DOOR 1800H1000W RAL7035 | 1000Wx1800H mm | 1 | 420.7966 | Stocked Spare Part Product | YES | L2 | _E | _52 | 11 | 40 | SP
5050162 | 5050162 | 614.331 | 460.7482 | Spare Parts | 0.75 | 33.51 | 639889879287 | TS DOOR DBL RH 1800H0400W | WH: 400x1800 mm | 1 | 387.0285 | Non-Stocked Spare Part Product | NO | SP | _E | _52 | 11 | 40 | SP
5050163 | 5050163 | 614.331 | 460.7482 | Spare Parts | 0.75 | 37.919 | 639889879294 | TS DOOR DBL LH 1800H0400W | WH: 400x1800 mm | 1 | 387.0285 | Non-Stocked Spare Part Product | NO | SP | _E | _52 | 11 | 40 | SP
5050164 | 5050164 | 648.4605 | 486.3454 | Spare Parts | 0.75 | 81.57 | 639889879300 | TS DOOR DBL RH 1800H0500W | 500Wx1800H mm | 1 | 408.5301 | Stocked Spare Part Product | YES | L2 | _E | _52 | 11 | 40 | SP
5050165 | 5050165 | 666.2526 | 499.6894 | Spare Parts | 0.75 | 85.979 | 639889879317 | TS DOOR DBL RH 2000H0500W | 500Wx2000H mm | 1 | 419.7391 | Stocked Spare Part Product | YES | L2 | _E | _52 | 11 | 40 | SP
5050166 | 5050166 | 648.4605 | 486.3454 | Spare Parts | 0.75 | 81.57 | 639889879324 | TS DOOR DBL LH 1800H0500W | 500Wx1800H mm | 1 | 408.5301 | Stocked Spare Part Product | YES | L2 | _E | _52 | 11 | 40 | SP
5050167 | 5050167 | 666.2526 | 499.6894 | Spare Parts | 0.75 | 85.979 | 639889879331 | TS DOOR DBL LH 2000H0500W | 500Wx2000H mm | 1 | 419.7391 | Stocked Spare Part Product | YES | L2 | _E | _52 | 11 | 40 | SP
5050168 | 5050168 | 685.7232 | 514.2924 | Spare Parts | 0.75 | 70.547 | 639889881150 | TS DOOR DBL RH 1200H0600W | 600Wx1200H mm | 1 | 432.0056 | Non-Stocked Spare Part Product | NO | SP | _E | _52 | 11 | 40 | SP
5050169 | 5050169 | 705.1938 | 528.8954 | Spare Parts | 0.75 | 74.956 | 639889879348 | TS DOOR DBL RH 1400H0600W | 600Wx1400H mm | 1 | 444.2721 | Stocked Spare Part Product | YES | L2 | _E | _52 | 11 | 40 | SP
5050170 | 5050170 | 733.0569 | 549.7927 | Spare Parts | 0.75 | 79.365 | 639889879355 | TS DOOR DBL RH 1600H0600W | 600Wx1600H mm | 1 | 461.8258 | Stocked Spare Part Product | YES | L2 | _E | _52 | 11 | 40 | SP
5050171 | 5050171 | 658.3077 | 493.7308 | Spare Parts | 0.75 | 83.774 | 639889879362 | TS DOOR DBL RH 1800H0600W | 600Wx1800H mm | 1 | 414.7339 | Stocked Spare Part Product | YES | L2 | _E | _52 | 11 | 40 | SP
5050172 | 5050172 | 682.59 | 511.9425 | Spare Parts | 0.75 | 88.183 | 639889879379 | TS DOOR DBL RH 2000H0600W | 600Wx2000H mm | 1 | 430.0317 | Stocked Spare Part Product | YES | L2 | _E | _52 | 11 | 40 | SP
5050173 | 5050173 | 734.5116 | 550.8837 | Spare Parts | 0.75 | 99.206 | 639889879386 | TS DOOR DBL RH 2200H0600W | 600Wx2200H mm | 1 | 462.7423 | Stocked Spare Part Product | YES | L2 | _E | _52 | 11 | 40 | SP
5050174 | 5050174 | 685.7232 | 514.2924 | Spare Parts | 0.75 | 66.138 | 639889881167 | TS DOOR DBL LH 1200H0600W | 600Wx1200H mm | 1 | 432.0056 | Non-Stocked Spare Part Product | NO | SP | _E | _52 | 11 | 40 | SP
5050175 | 5050175 | 705.1938 | 528.8954 | Spare Parts | 0.75 | 70.547 | 639889879393 | TS DOOR DBL LH 1400H0600W | 600Wx1400H mm | 1 | 444.2721 | Stocked Spare Part Product | YES | L2 | _E | _52 | 11 | 40 | SP
5050176 | 5050176 | 733.0569 | 549.7927 | Spare Parts | 0.75 | 74.956 | 639889879409 | TS DOOR DBL LH 1600H0600W | 600Wx1600H mm | 1 | 461.8258 | Stocked Spare Part Product | YES | L2 | _E | _52 | 11 | 40 | SP
5050177 | 5050177 | 658.3077 | 493.7308 | Spare Parts | 0.75 | 83.774 | 639889879416 | TS DOOR DBL LH 1800H0600W | 600Wx1800H mm | 1 | 414.7339 | Stocked Spare Part Product | YES | L2 | _E | _52 | 11 | 40 | SP
5050178 | 5050178 | 682.59 | 511.9425 | Spare Parts | 0.75 | 88.183 | 639889879423 | TS DOOR DBL LH 2000H0600W | 600Wx2000H mm | 1 | 430.0317 | Stocked Spare Part Product | YES | L2 | _E | _52 | 11 | 40 | SP
5050179 | 5050179 | 734.5116 | 550.8837 | Spare Parts | 0.75 | 99.206 | 639889879430 | TS DOOR DBL LH 2200H0600W | 600Wx2200H mm | 1 | 462.7423 | Stocked Spare Part Product | YES | L2 | _E | _52 | 11 | 40 | SP
5050180 | 5050180 | 420.0726 | 315.0544 | Spare Parts | 0.75 | 16.314 | 639889879447 | TS CABLE PLATE SET 1200W0800D | 1200Wx800D mm, zinc-plated | 1 | 264.6457 | Non-Stocked Spare Part Product | NO | SP | _E | _52 | 11 | 40 | SP
5050401 | 5050401 | 195.825 | 146.8687 | Spare Parts | 0.75 | 0.787 | 639889882973 | TS ACCESSORY BAG WITH CLAMPS TS IT |  | 1 | 123.3697 | Non-Stocked Spare Part Product | NO | SP | _E | _52 | 11 | 40 | SP
5050412 | 5050412 | 120.9639 | 90.7229 | Spare Parts | 0.75 | 0.578 | 639889883086 | TS LOCK PARTS DOUBLE DOOR | Spare part | 1 | 76.2073 | Stocked Spare Part Product | YES | L2 | _E | _52 | 11 | 40 | SP
5050413 | 5050413 | 26.8336 | 20.1252 | Spare Parts | 0.75 | 0.082 | 639889883093 | KS LOCK SYSTEM 1423-1467 | REPLACES 263306 | 1 | 16.9052 | Non-Stocked Spare Part Product | NO | SP | _E | _52 | 11 | 40 | SP
5050414 | 5050414 | 226.038 | 169.5285 | Spare Parts | 0.75 | 1.9 | 639889883109 | KS LOCK BAR SYSTEM 1468_1469 | REPLACES 263457 | 1 | 142.4039 | Non-Stocked Spare Part Product | NO | SP | _E | _52 | 11 | 40 | SP
5050415 | 5050415 | 215.1837 | 161.3878 | Spare Parts | 0.75 | 2.16 | 639889883116 | KS LOCK BAR SYSTEM 1400_1480 | REPLACES 263476 | 1 | 135.5657 | Non-Stocked Spare Part Product | NO | SP | _E | _52 | 11 | 40 | SP
5050416 | 5050416 | 92.4406 | 69.3304 | Spare Parts | 0.75 | 0.062 | 639889883123 | GROUNDING KIT FOR SE8 TS8 | for baying enclosures | 20 | 58.2376 | Stocked Spare Part Product | YES | L2 | _E | _52 | 11 | 40 | SP
5050420 | 5050420 | 76.6851 | 57.5138 | Spare Parts | 0.75 | 0.679 | 639889883154 | TS-SE FIXING KIT FOR REAR PANEL |  | 1 | 48.3116 | Stocked Spare Part Product | YES | L2 | _E | _52 | 11 | 40 | SP
5050425 | 5050425 | 467.9658 | 350.9744 | Spare Parts | 0.75 | 61.728 | 639889881174 | TS SINGLE DOOR 2000H0400W RAL7035 | WH: 400x2000 mm | 1 | 294.8185 | Non-Stocked Spare Part Product | NO | SP | _E | _52 | 11 | 40 | SP
5050427 | 5050427 | 635.2563 | 476.4422 | Spare Parts | 0.75 | 70.547 | 639889926370 | TS REAR PANEL 2000H0400W RAL7035 | WH: 400x2000 mm | 1 | 400.2115 | Non-Stocked Spare Part Product | NO | SP | _E | _52 | 11 | 40 | SP
5050429 | 5050429 | 75.5773 | 56.6829 | Spare Parts | 0.75 | 1.303 | 639889921078 | PS ES FIXING KIT MOUNTING PLATE | PS ES FIXING KIT MOUNTING PLATE | 1 | 47.6137 | Non-Stocked Spare Part Product | NO | SP | _E | _52 | 11 | 40 | SP
5050430 | 5050430 | 102.6571 | 76.9928 | Spare Parts | 0.75 | 3.086 | 639889879454 | AE MOUNTING PANEL 0300H0380W ZINC | 334Wx275H mm | 1 | 64.6739 | Stocked Spare Part Product | YES | L2 | _E | _52 | 11 | 40 | SP
5050431 | 5050431 | 59.6987 | 44.774 | Spare Parts | 0.75 | 3.748 | 639889879461 | AE MOUNTING PANEL 0300H0200W ZINC | 162Wx275H mm | 1 | 37.6101 | Stocked Spare Part Product | YES | L2 | _E | _52 | 11 | 40 | SP
5050432 | 5050432 | 83.8243 | 62.8682 | Spare Parts | 0.75 | 2.646 | 639889879478 | AE MOUNTING PANEL 0300H0300W ZINC | 254Wx275H mm | 1 | 52.8093 | Stocked Spare Part Product | YES | L2 | _E | _52 | 11 | 40 | SP
5050433 | 5050433 | 105.365 | 79.0238 | Spare Parts | 0.75 | 3.527 | 639889883192 | AE MOUNTING PANEL 0400H0300W ZINC | 254Wx375H mm | 1 | 66.38 | Stocked Spare Part Product | YES | L2 | _E | _52 | 11 | 40 | SP
5050434 | 5050434 | 225.1428 | 168.8571 | Spare Parts | 0.75 | 16.534 | 639889883208 | AE MOUNTING PANEL 0800H0400W ZINC | 349Wx770H mm | 1 | 141.84 | Non-Stocked Spare Part Product | NO | SP | _E | _52 | 11 | 40 | SP
5050435 | 5050435 | 176.4663 | 132.3497 | Spare Parts | 0.75 | 10.141 | 639889879485 | AE MOUNTING PANEL 0600H0380W ZINC | 334Wx570H mm | 1 | 111.1738 | Stocked Spare Part Product | YES | L2 | _E | _52 | 11 | 40 | SP
5050436 | 5050436 | 178.2567 | 133.6925 | Spare Parts | 0.75 | 8.598 | 639889879492 | AE MOUNTING PANEL 0380H0600W ZINC | 549Wx355H mm | 1 | 112.3017 | Stocked Spare Part Product | YES | L2 | _E | _52 | 11 | 40 | SP
5050437 | 5050437 | 160.1289 | 120.0967 | Spare Parts | 0.75 | 6.173 | 639889879508 | AE MOUNTING PANEL 0500H0400W ZINC | 354Wx475H mm | 1 | 100.8812 | Stocked Spare Part Product | YES | L2 | _E | _52 | 11 | 40 | SP
5050438 | 5050438 | 189.7824 | 142.3368 | Spare Parts | 0.75 | 9.7 | 639889879515 | AE MOUNTING PANEL 0500H0500W ZINC | 449Wx470H mm | 1 | 119.5629 | Stocked Spare Part Product | YES | L2 | _E | _52 | 11 | 40 | SP
5050439 | 5050439 | 314.2152 | 235.6614 | Spare Parts | 0.75 | 20.723 | 639889883215 | AE MOUNTING PANEL 0600H0800W ZINC | 749Wx570H mm | 1 | 197.9556 | Non-Stocked Spare Part Product | NO | SP | _E | _52 | 11 | 40 | SP
5050440 | 5050440 | 245.3967 | 184.0475 | Spare Parts | 0.75 | 15.212 | 639889879522 | AE MOUNTING PANEL 0700H0500W ZINC | 449Wx670H mm | 1 | 154.5999 | Stocked Spare Part Product | YES | L2 | _E | _52 | 11 | 40 | SP
5050441 | 5050441 | 312.6486 | 234.4864 | Spare Parts | 0.75 | 23.369 | 639889879539 | AE MOUNTING PANEL 0800H0600W ZINC | 549Wx770H mm | 1 | 196.9686 | Stocked Spare Part Product | YES | L2 | _E | _52 | 11 | 40 | SP
5050442 | 5050442 | 252.1107 | 189.083 | Spare Parts | 0.75 | 14.55 | 639889879546 | AE MOUNTING PANEL 0600H0600W ZINC | 549Wx570H mm | 1 | 158.8297 | Stocked Spare Part Product | YES | L2 | _E | _52 | 11 | 40 | SP
5050443 | 5050443 | 359.6466 | 269.7349 | Spare Parts | 0.75 | 28.219 | 639889879553 | AE MOUNTING PANEL 0760H0760W ZINC | 704Wx730H mm | 1 | 226.5774 | Stocked Spare Part Product | YES | L2 | _E | _52 | 11 | 40 | SP
5050444 | 5050444 | 301.011 | 225.7583 | Spare Parts | 0.75 | 22.707 | 639889879560 | AE MOUNTING PANEL 0760H0600W ZINC | 549Wx730H mm | 1 | 189.6369 | Stocked Spare Part Product | YES | L2 | _E | _52 | 11 | 40 | SP
5050445 | 5050445 | 359.6466 | 269.7349 | Spare Parts | 0.75 | 24.691 | 639889879577 | AE MOUNTING PANEL 1000H0600W ZINC | 539Wx955H mm | 1 | 226.5774 | Stocked Spare Part Product | YES | L2 | _E | _52 | 11 | 40 | SP
5050446 | 5050446 | 445.362 | 334.0215 | Spare Parts | 0.75 | 56.437 | 639889879584 | AE MOUNTING PANEL 0760H1000W ZINC | 944Wx730H mm | 1 | 280.5781 | Non-Stocked Spare Part Product | NO | SP | _E | _52 | 11 | 40 | SP
5050447 | 5050447 | 537.9033 | 403.4275 | Spare Parts | 0.75 | 67.24 | 639889879591 | AE MOUNTING PANEL 1000H1000W ZINC | 939Wx955H mm | 1 | 338.8791 | Stocked Spare Part Product | YES | L2 | _E | _52 | 11 | 40 | SP
5050448 | 5050448 | 694.1157 | 520.5868 | Spare Parts | 0.75 | 87.743 | 639889879607 | AE MOUNTING PANEL 1400H1000W ZINC | 940Wx1355H mm | 1 | 437.2929 | Non-Stocked Spare Part Product | NO | SP | _E | _52 | 11 | 40 | SP
5050449 | 5050449 | 451.9641 | 338.9731 | Spare Parts | 0.75 | 37.919 | 639889879614 | AE MOUNTING PANEL 1000H0800W ZINC | 739Wx955H mm | 1 | 284.7374 | Stocked Spare Part Product | YES | L2 | _E | _52 | 11 | 40 | SP
5050450 | 5050450 | 616.7928 | 462.5946 | Spare Parts | 0.75 | 78.263 | 639889879621 | AE MOUNTING PANEL 1200H1000W ZINC | 940Wx1155H mm | 1 | 388.5795 | Non-Stocked Spare Part Product | NO | SP | _E | _52 | 11 | 40 | SP
5050451 | 5050451 | 413.4705 | 310.1029 | Spare Parts | 0.75 | 45.855 | 639889879638 | AE MOUNTING PANEL 1200H0600W ZINC | 540Wx1155H mm | 1 | 260.4864 | Stocked Spare Part Product | YES | L2 | _E | _52 | 11 | 40 | SP
5050452 | 5050452 | 519.3279 | 389.4959 | Spare Parts | 0.75 | 67.901 | 639889879645 | AE MOUNTING PANEL 1200H0800W ZINC | 740Wx1155H mm | 1 | 327.1766 | Stocked Spare Part Product | YES | L2 | _E | _52 | 11 | 40 | SP
5050453 | 5050453 | 123.7614 | 92.821 | Spare Parts | 0.75 | 3.968 | 639889879652 | AE MOUNTING PANEL 0380H0380W ZINC | 334Wx355H mm | 1 | 77.9697 | Stocked Spare Part Product | YES | L2 | _E | _52 | 11 | 40 | SP
5050454 | 5050454 | 229.1712 | 171.8784 | Spare Parts | 0.75 | 5.071 | 639889879669 | AE DOOR 0300H0380W RAL7035 | 380Wx300H mm | 1 | 144.3779 | Stocked Spare Part Product | YES | L2 | _E | _52 | 11 | 40 | SP
5050455 | 5050455 | 192.468 | 144.351 | Spare Parts | 0.75 | 4.409 | 639889879676 | AE DOOR 0300H0200W RAL7035 | 200Wx300H mm | 1 | 121.2548 | Stocked Spare Part Product | YES | L2 | _E | _52 | 11 | 40 | SP
5050456 | 5050456 | 203.2104 | 152.4078 | Spare Parts | 0.75 | 5.511 | 639889879683 | AE DOOR 0300H0300W RAL7035 | 300Wx300H mm | 1 | 128.0226 | Stocked Spare Part Product | YES | L2 | _E | _52 | 11 | 40 | SP
5050459 | 5050459 | 328.3146 | 246.236 | Spare Parts | 0.75 | 9.7 | 639889879690 | AE DOOR 0600H0380W RAL7035 | 380Wx600H mm | 1 | 206.8382 | Stocked Spare Part Product | YES | L2 | _E | _52 | 11 | 40 | SP
5050460 | 5050460 | 328.3146 | 246.236 | Spare Parts | 0.75 | 9.259 | 639889879706 | AE DOOR 0380H0600W RAL7035 | 600Wx380H mm | 1 | 206.8382 | Stocked Spare Part Product | YES | L2 | _E | _52 | 11 | 40 | SP
5050461 | 5050461 | 307.2774 | 230.4581 | Spare Parts | 0.75 | 8.598 | 639889879713 | AE DOOR 0500H0400W RAL7035 | 400Wx500H mm | 1 | 193.5848 | Stocked Spare Part Product | YES | L2 | _E | _52 | 11 | 40 | SP
5050462 | 5050462 | 344.5401 | 258.4051 | Spare Parts | 0.75 | 10.582 | 639889879720 | AE DOOR 0500H0500W RAL7035 | 500Wx500H mm | 1 | 217.0603 | Stocked Spare Part Product | YES | L2 | _E | _52 | 11 | 40 | SP
5050464 | 5050464 | 537.9033 | 403.4275 | Spare Parts | 0.75 | 17.416 | 639889879737 | AE DOOR 0700H0500W RAL7035 | 500Wx700H mm | 1 | 338.8791 | Stocked Spare Part Product | YES | L2 | _E | _52 | 11 | 40 | SP
5050467 | 5050467 | 529.7346 | 397.301 | Spare Parts | 0.75 | 26.014 | 639889879768 | AE DOOR 0760H0760W RAL7035 | 760Wx760H mm | 1 | 333.7328 | Stocked Spare Part Product | YES | L2 | _E | _52 | 11 | 40 | SP
5050470 | 5050470 | 529.7346 | 397.301 | Spare Parts | 0.75 | 17.416 | 639889879799 | AE DOOR LH 0760H0500W RAL7035 | 500Wx760H mm | 1 | 333.7328 | Stocked Spare Part Product | YES | L2 | _E | _52 | 11 | 40 | SP
5050471 | 5050471 | 540.477 | 405.3578 | Spare Parts | 0.75 | 17.416 | 639889879805 | AE DOOR RH 0760H0500W RAL7035 | 500Wx760H mm | 1 | 340.5005 | Stocked Spare Part Product | YES | L2 | _E | _52 | 11 | 40 | SP
5050472 | 5050472 | 492.36 | 369.27 | Spare Parts | 0.75 | 22.266 | 639889883253 | AE DOOR LH 1000H0500W RAL7035 | 500Wx1000H mm | 1 | 310.1868 | Stocked Spare Part Product | YES | L2 | _E | _52 | 11 | 40 | SP
5050473 | 5050473 | 492.36 | 369.27 | Spare Parts | 0.75 | 22.266 | 639889879812 | AE DOOR RH 1000H0500W RAL7035 | 500Wx1000H mm | 1 | 310.1868 | Stocked Spare Part Product | YES | L2 | _E | _52 | 11 | 40 | SP
5050476 | 5050476 | 627.4233 | 470.5675 | Spare Parts | 0.75 | 32.848 | 639889879843 | AE DOOR 1000H0800W RAL7035 | 1000Wx760H mm | 1 | 395.2767 | Stocked Spare Part Product | YES | L2 | _E | _52 | 11 | 40 | SP
5050479 | 5050479 | 668.7144 | 501.5358 | Spare Parts | 0.75 | 51.587 | 639889879874 | AE DOOR 1200H0600W RAL7035 | 600Wx1200H mm | 1 | 421.2901 | Stocked Spare Part Product | YES | L2 | _E | _52 | 11 | 40 | SP
5050480 | 5050480 | 687.5136 | 515.6352 | Spare Parts | 0.75 | 39.903 | 639889879881 | AE DOOR 1200H0800W RAL7035 | 800Wx1200H mm | 1 | 433.1336 | Stocked Spare Part Product | YES | L2 | _E | _52 | 11 | 40 | SP
5050481 | 5050481 | 259.9437 | 194.9578 | Spare Parts | 0.75 | 5.732 | 639889879898 | AE DOOR 0380H0380W RAL7035 | 380Wx380H mm | 1 | 163.7645 | Stocked Spare Part Product | YES | L2 | _E | _52 | 11 | 40 | SP
5050482 | 5050482 | 532.8678 | 399.6508 | Spare Parts | 0.75 | 0 | 639889883260 | AE DOOR 300H0200W 316 SS | 200Wx300H mm stainless steel 1.4301 | 1 | 335.7067 | Catalog Non-Stocked Product | NO | LN | _E | _52 | 11 | 4E | SP
5050483 | 5050483 | 532.8678 | 399.6508 | Spare Parts | 0.75 | 2.205 | 639889879904 | AE DOOR 0300H0200W 304 SS | 200Wx300H mm stainless steel 1.4301 | 1 | 335.7067 | Catalog Non-Stocked Product | NO | LN | _E | _52 | 11 | 4E | SP
5050484 | 5050484 | 666.2526 | 499.6894 | Spare Parts | 0.75 | 4.409 | 639889883277 | AE DOOR 0300H0300W 304 SS | 300Wx300H mm stainless steel 1.4301 | 1 | 419.7391 | Catalog Non-Stocked Product | NO | LN | _E | _52 | 11 | 4E | SP
5050485 | 5050485 | 589.9368 | 442.4526 | Spare Parts | 0.75 | 4.85 | 639889879911 | AE DOOR 0300H0380W 304 SS | 380wx300h mm stainless steel 1.4301 | 1 | 371.6602 | Catalog Non-Stocked Product | NO | LN | _E | _52 | 11 | 4E | SP
5050486 | 5050486 | 755.5488 | 566.6616 | Spare Parts | 0.75 | 6.614 | 639889883284 | AE DOOR 0380H0300W 316 SS | 300Wx380H mm stainless steel 1.4404 | 1 | 475.9957 | Catalog Non-Stocked Product | NO | LN | _E | _52 | 11 | 4E | SP
5050487 | 5050487 | 755.5488 | 566.6616 | Spare Parts | 0.75 | 3.527 | 639889879928 | AE DOOR 0380H0300W 304 SS | 300Wx380H mm stainless steel 1.4301 | 1 | 475.9957 | Catalog Non-Stocked Product | NO | LN | _E | _52 | 11 | 4E | SP
5050488 | 5050488 | 666.2526 | 499.6894 | Spare Parts | 0.75 | 4.409 | 639889883291 | AE DOOR 0380H0380W 316 SS | 380Wx380H mm stainless steel 1.4404 | 1 | 419.7391 | Catalog Non-Stocked Product | NO | LN | _E | _52 | 11 | 4E | SP
5050489 | 5050489 | 666.2526 | 499.6894 | Spare Parts | 0.75 | 5.511 | 639889879935 | AE DOOR 0380H0380W 304 SS | 380Wx380H mm stainless steel 1.4301 | 1 | 419.7391 | Catalog Stocked Product | YES | L8 | _E | _52 | 11 | 4E | SP
5050490 | 5050490 | 885.6885 | 664.2664 | Spare Parts | 0.75 | 12.787 | 639889879942 | AE DOOR 0500H0500W 304 SS | 500Wx500H mm stainless steel 1.4301 | 1 | 557.9838 | Catalog Non-Stocked Product | NO | LN | _E | _52 | 11 | 4E | SP
5050491 | 5050491 | 846.6354 | 634.9765 | Spare Parts | 0.75 | 9.7 | 639889879959 | AE DOOR 0600H0380W 304 SS | 380Wx600H mm stainless steel 1.4301 | 1 | 533.3803 | Catalog Non-Stocked Product | NO | LN | _E | _52 | 11 | 4E | SP
5050492 | 5050492 | 846.6354 | 634.9765 | Spare Parts | 0.75 | 9.259 | 639889879966 | AE DOOR 0380H0600W 304 SS | 600Wx380H mm stainless steel 1.4301 | 1 | 533.3803 | Catalog Non-Stocked Product | NO | LN | _E | _52 | 11 | 4E | SP
5050493 | 5050493 | 1072.4496 | 804.3372 | Spare Parts | 0.75 | 17.637 | 639889883307 | AE DOOR 0600H0600W 316 SS | 600Wx600H mm stainless steel 1.4404 | 1 | 675.6432 | Catalog Non-Stocked Product | NO | LN | _E | _52 | 11 | 4E | SP
5050494 | 5050494 | 1072.4496 | 804.3372 | Spare Parts | 0.75 | 16.755 | 639889879973 | AE DOOR 0600H0600W 304 SS | 600Wx600H mm stainless steel 1.4301 | 1 | 675.6432 | Catalog Non-Stocked Product | NO | LN | _E | _52 | 11 | 4E | SP
5050495 | 5050495 | 1215.5697 | 911.6773 | Spare Parts | 0.75 | 19.841 | 639889879980 | AE DOOR 0760H0600W 304 SS | 600Wx760H mm stainless steel 1.4301 | 1 | 765.8089 | Catalog Non-Stocked Product | NO | LN | _E | _52 | 11 | 4E | SP
5050496 | 5050496 | 1372.5654 | 1029.4241 | Spare Parts | 0.75 | 24.25 | 639889879997 | AE DOOR 0760H0760W 304 SS | 760Wx760H mm stainless steel 1.4301 | 1 | 864.7162 | Catalog Non-Stocked Product | NO | LN | _E | _52 | 11 | 4E | SP
5050497 | 5050497 | 791.4687 | 593.6015 | Spare Parts | 0.75 | 11.023 | 639889883314 | AE DOOR 0500H0400W 304 SS | 400Wx500H mm stainless steel 1.4301 | 1 | 498.6253 | Catalog Non-Stocked Product | NO | LN | _E | _52 | 11 | 4E | SP
5050498 | 5050498 | 1627.4736 | 1220.6052 | Spare Parts | 0.75 | 33.069 | 639889880009 | AE DOOR 1000H0800W 304 SS | 800Wx1000H mm stainless steel 1.4301 | 1 | 1025.3084 | Catalog Non-Stocked Product | NO | LN | _E | _52 | 11 | 4E | SP
5050499 | 5050499 | 1788.4977 | 1341.3733 | Spare Parts | 0.75 | 39.683 | 639889880016 | AE DOOR 1200H0800W 304 SS | 800Wx1200H mm stainless steel 1.4301 | 1 | 1126.7536 | Catalog Stocked Product | YES | L8 | _E | _52 | 11 | 4E | SP
5050500 | 5050500 | 1299.9423 | 974.9567 | Spare Parts | 0.75 | 22.046 | 639889883321 | AE DOOR LH 1000H0500W 304 SS | 500Wx1000H mm stainless steel 1.4301 | 1 | 818.9636 | Catalog Non-Stocked Product | NO | LN | _E | _52 | 11 | 4E | SP
5050501 | 5050501 | 1299.9423 | 974.9567 | Spare Parts | 0.75 | 22.046 | 639889883338 | AE DOOR RH 1000H0500W 304 SS | 500Wx1000H mm stainless steel 1.4301 | 1 | 818.9636 | Catalog Non-Stocked Product | NO | LN | _E | _52 | 11 | 4E | SP
5050502 | 5050502 | 1430.1939 | 1072.6454 | Spare Parts | 0.75 | 26.455 | 639889883345 | AE DOOR LH 1200H0500W 316 SS | 500Wx1200H mm stainless steel 1.4404 | 1 | 901.0222 | Catalog Non-Stocked Product | NO | LN | _E | _52 | 11 | 4E | SP
5050503 | 5050503 | 1430.1939 | 1072.6454 | Spare Parts | 0.75 | 26.455 | 639889883352 | AE DOOR RH 1200H0500W 316 SS | 500Wx1200H mm stainless steel 1.4404 | 1 | 901.0222 | Catalog Non-Stocked Product | NO | LN | _E | _52 | 11 | 4E | SP
5050504 | 5050504 | 1430.1939 | 1072.6454 | Spare Parts | 0.75 | 26.455 | 639889880023 | AE DOOR LH 1200H0500W 304 SS | 500Wx1200H mm stainless steel 1.4301 | 1 | 901.0222 | Non-Stocked Spare Part Product | NO | SP | _E | _52 | 11 | 4E | SP
5050505 | 5050505 | 1430.1939 | 1072.6454 | Spare Parts | 0.75 | 26.455 | 639889880030 | AE DOOR RH 1200H0500W 304 SS | 500Wx1200H mm stainless steel 1.4301 | 1 | 901.0222 | Non-Stocked Spare Part Product | NO | SP | _E | _52 | 11 | 4E | SP
5050506 | 5050506 | 50.59 | 37.9425 | Spare Parts | 0.75 | 0.28 | 639889880047 | ACCESSORY BAG AE 1032-1035 |  | 1 | 31.8717 | Stocked Spare Part Product | YES | L2 | _E | _52 | 11 | 40 | SP
5050507 | 5050507 | 31.2649 | 23.4486 | Spare Parts | 0.75 | 0.507 | 639889880054 | ACCESSORY BAG F- AE WM SMALL 1-DOOR |  | 1 | 19.6969 | Stocked Spare Part Product | YES | L2 | _E | _52 | 11 | 40 | SP
5050508 | 5050508 | 68.9304 | 51.6978 | Spare Parts | 0.75 | 0.584 | 639889880061 | ACCESSORY BAG AE 1180 |  | 1 | 43.4262 | Stocked Spare Part Product | YES | L2 | _E | _52 | 11 | 40 | SP
5050510 | 5050510 | 35.0583 | 26.2937 | Spare Parts | 0.75 | 0.057 | 639889883376 | SPARE PART KIT FOR 4127010 |  | 1 | 22.0867 | Non-Stocked Spare Part Product | NO | SP | _E | _52 | 11 | 40 | SP
5050511 | 5050511 | 52.0671 | 39.0503 | Spare Parts | 0.75 | 1.019 | 639889883383 | ACCESSORY BAG TS PARTIAL MOUNTING PLATE |  | 1 | 32.8023 | Non-Stocked Spare Part Product | NO | SP | _E | _52 | 11 | 40 | SP
5050512 | 5050512 | 67.2071 | 50.4054 | Spare Parts | 0.75 | 1.102 | 639889883390 | ACCESSORY BAG TS DIVIDING PANEL |  | 1 | 42.3405 | Non-Stocked Spare Part Product | NO | SP | _E | _52 | 11 | 40 | SP
5050513 | 5050513 | 68.9304 | 51.6978 | Spare Parts | 0.75 | 0.725 | 639889883406 | TS ACCESSORY BAG, DIVIDER PANEL |  | 1 | 43.4262 | Non-Stocked Spare Part Product | NO | SP | _E | _52 | 11 | 40 | SP
5050514 | 5050514 | 60.4372 | 45.3279 | Spare Parts | 0.75 | 0.291 | 639889883413 | ACCESSORY BAG TS PLINTH SIDE 100MM |  | 1 | 38.0754 | Non-Stocked Spare Part Product | NO | SP | _E | _52 | 11 | 40 | SP
5050515 | 5050515 | 72.2538 | 54.1904 | Spare Parts | 0.75 | 0.401 | 639889883420 | ACCESSORY BAG TS PLINTH FRONT_REAR |  | 1 | 45.5199 | Non-Stocked Spare Part Product | NO | SP | _E | _52 | 11 | 40 | SP
5050516 | 5050516 | 62.1604 | 46.6203 | Spare Parts | 0.75 | 0.573 | 639889883437 | ACCESSORY BAG TS PLINTH, SIDE 200MM |  | 1 | 39.1611 | Non-Stocked Spare Part Product | NO | SP | _E | _52 | 11 | 40 | SP
5050517 | 5050517 | 53.7903 | 40.3427 | Spare Parts | 0.75 | 0.143 | 639889883444 | KL ACCESSORY BAG WITH 6 LID FASTENERS |  | 1 | 33.8879 | Stocked Spare Part Product | YES | L2 | _E | _52 | 11 | 40 | SP
5050518 | 5050518 | 37.1732 | 27.8799 | Spare Parts | 0.75 | 0.104 | 639889883451 | KL ACCESSORY BAG WITH 4 LID FASTENERS |  | 1 | 23.4191 | Stocked Spare Part Product | YES | L2 | _E | _52 | 11 | 40 | SP
5050519 | 5050519 | 250.3203 | 187.7402 | Spare Parts | 0.75 | 1.819 | 639889883468 | ACCESSORY BAG TS IT |  | 1 | 157.7018 | Non-Stocked Spare Part Product | NO | SP | _E | _52 | 11 | 40 | SP
5050520 | 5050520 | 74.5925 | 55.9444 | Spare Parts | 0.75 | 0.159 | 639889880078 | ACCESSORY BAG AE 1001-1002 |  | 1 | 46.9933 | Stocked Spare Part Product | YES | L2 | _E | _52 | 11 | 40 | SP
5050521 | 5050521 | 81.9779 | 61.4835 | Spare Parts | 0.75 | 0.331 | 639889880085 | ACCESSORY BAG AE 1003-15 |  | 1 | 51.6461 | Stocked Spare Part Product | YES | L2 | _E | _52 | 11 | 40 | SP
5050522 | 5050522 | 86.4092 | 64.8069 | Spare Parts | 0.75 | 0.419 | 639889883475 | ACCESSORY BAG AE 1016 |  | 1 | 54.4378 | Stocked Spare Part Product | YES | L2 | _E | _52 | 11 | 40 | SP
5050523 | 5050523 | 78.2852 | 58.7139 | Spare Parts | 0.75 | 0.128 | 639889883482 | ACCESSORY BAG FOR AE 1017-1019 |  | 1 | 49.3197 | Stocked Spare Part Product | YES | L2 | _E | _52 | 11 | 40 | SP
5050524 | 5050524 | 80.0085 | 60.0064 | Spare Parts | 0.75 | 0.677 | 639889883499 | ACCESSORY BAG F- AE WM LG 1 OR 2 DOOR |  | 1 | 50.4054 | Stocked Spare Part Product | YES | L2 | _E | _52 | 11 | 40 | SP
5050548 | 5050548 | 43.4508 | 32.5881 | Spare Parts | 0.75 | 0.132 | 639889883734 | LOCK FOR EB |  | 1 | 27.374 | Stocked Spare Part Product | YES | L2 | _E | _52 | 11 | 40 | SP
5050550 | 5050550 | 41.9737 | 31.4803 | Spare Parts | 0.75 | 0.15 | 639889883758 | HD ACCESSORY BAG 1670-1676 |  | 1 | 26.4434 | Non-Stocked Spare Part Product | NO | SP | _E | _52 | 11 | 40 | SP
5050551 | 5050551 | 76.8082 | 57.6061 | Spare Parts | 0.75 | 0.137 | 639889883765 | FT ACCESSORY BAG F-34MM DEEP WNDW | fastener viewing window | 1 | 48.3891 | Stocked Spare Part Product | YES | L2 | _E | _52 | 11 | 40 | SP
5050552 | 5050552 | 78.7776 | 59.0832 | Spare Parts | 0.75 | 0.172 | 639889883772 | FT ACCESSORY BAG F-60MM DEEP WNDW | fastener viewing window | 1 | 49.6299 | Stocked Spare Part Product | YES | L2 | _E | _52 | 11 | 40 | SP
5050553 | 5050553 | 205.2246 | 153.9185 | Spare Parts | 0.75 | 1.631 | 639889883789 | PS HINGE KIT 130 DEG. PU(6 EA0 | Part Number 4190.000 | 1 | 129.2915 | Stocked Spare Part Product | YES | L2 | _E | _52 | 11 | 40 | SP
5050554 | 5050554 | 71.3922 | 53.5442 | Spare Parts | 0.75 | 0.417 | 639889883796 | REPLACEMENT HINGES F- AE WM CARBON | 130DEGREE PU 4 | 1 | 44.9771 | Stocked Spare Part Product | YES | L2 | _E | _52 | 11 | 40 | SP
5050555 | 5050555 | 388.8525 | 291.6394 | Spare Parts | 0.75 | 19.4 | 639889883802 | TS SIDEWALL W BLUE E PLUS CUTOUT | 2200H0600D TS SIDEWALL; 1 PIECE | 1 | 244.9771 | Non-Stocked Spare Part Product | NO | SP | _E | _52 | 11 | 40 | SP
5050556 | 5050556 | 407.7636 | 305.8227 | Spare Parts | 0.75 | 46.296 | 639889883819 | TS SIDEWALL W BLUE E PLUS CUTOUT | 2000H0800D TS SIDEWALL; 1 PIECE | 1 | 256.8911 | Non-Stocked Spare Part Product | NO | SP | _E | _52 | 11 | 40 | SP
5050557 | 5050557 | 358.6395 | 268.9796 | Spare Parts | 0.75 | 30.423 | 639889883826 | TS SIDEWALL W BLUE E PLUS CUTOUT | 2000H0600D TS SIDEWALL; 1 PIECE | 1 | 225.9429 | Non-Stocked Spare Part Product | NO | SP | _E | _52 | 11 | 40 | SP
5050558 | 5050558 | 340.176 | 255.132 | Spare Parts | 0.75 | 23.81 | 639889883833 | TS SIDEWALL W BLUE E PLUS CUTOUT | 1800H0600D TS SIDEWALL; 1 PIECE | 1 | 214.3109 | Non-Stocked Spare Part Product | NO | SP | _E | _52 | 11 | 40 | SP
5050559 | 5050559 | 331.3359 | 248.5019 | Spare Parts | 0.75 | 17.196 | 639889883840 | TS SIDEWALL W BLUE E PLUS CUTOUT | 2000H0500D TS SIDEWALL; 1 PIECE | 1 | 208.7416 | Non-Stocked Spare Part Product | NO | SP | _E | _52 | 11 | 40 | SP
5050560 | 5050560 | 311.3058 | 233.4793 | Spare Parts | 0.75 | 27.337 | 639889883857 | TS SIDEWALL W BLUE E PLUS CUTOUT | 1800H0500D TS SIDEWALL; 1 PIECE | 1 | 196.1227 | Non-Stocked Spare Part Product | NO | SP | _E | _52 | 11 | 40 | SP
5050561 | 5050561 | 811.4988 | 608.6241 | Spare Parts | 0.75 | 0 | 639889883864 | TS LH DOOR W BLUE E PLUS CUTOUT | 2000H0600W TS DOOR LH; 1 PIECE | 1 | 511.2442 | Non-Stocked Spare Part Product | NO | SP | _E | _52 | 11 | 40 | SP
5050563 | 5050563 | 811.4988 | 608.6241 | Spare Parts | 0.75 | 0 | 639889883871 | TS RH DOOR W BLUE E PLUS CUTOUT | 2000H0600W TS DOOR RH; 1 PIECE | 1 | 511.2442 | Non-Stocked Spare Part Product | NO | SP | _E | _52 | 11 | 40 | SP
5050564 | 5050564 | 852.2304 | 639.1728 | Spare Parts | 0.75 | 0 | 639889883888 | TS SGL DOOR W BLUE E PLUS CUTOUT | 2000H0800W TS DOOR; 1 PIECE | 1 | 536.9052 | Non-Stocked Spare Part Product | NO | SP | _E | _52 | 11 | 40 | SP
5050565 | 5050565 | 748.0515 | 561.0386 | Spare Parts | 0.75 | 0 | 639889883895 | TS SGL DOOR W BLUE E PLUS CUTOUT | 2000H0600W TS DOOR; 1 PIECE | 1 | 471.2724 | Non-Stocked Spare Part Product | NO | SP | _E | _52 | 11 | 40 | SP
5050566 | 5050566 | 825.1506 | 618.8629 | Spare Parts | 0.75 | 0 | 639889883901 | TS SGL DOOR W BLUE E PLUS CUTOUT | 1800H0800W TS DOOR; 1 PIECE | 1 | 519.8449 | Non-Stocked Spare Part Product | NO | SP | _E | _52 | 11 | 40 | SP
5050567 | 5050567 | 705.3057 | 528.9793 | Spare Parts | 0.75 | 26.014 | 639889883918 | TS SGL DOOR W BLUE E PLUS CUTOUT | 1800H0600W TS DOOR; 1 PIECE | 1 | 444.3426 | Non-Stocked Spare Part Product | NO | SP | _E | _52 | 11 | 40 | SP
5050568 | 5050568 | 38.0348 | 28.5261 | Spare Parts | 0.75 | 0.485 | 639889883925 | AE MOUNTING PANEL HDWR BAG | Mounting plate attachment | 1 | 23.9619 | Non-Stocked Spare Part Product | NO | SP | _E | _52 | 11 | 40 | SP
5050608 | 5050608 | 10682.5335 | 8011.9001 | Spare Parts | 0.75 | 42.989 | 639889921092 | DK DET-AC III SlAVE |  | 1 | 6729.9961 | Catalog Stocked Product | YES | L8 | _E | _52 | 14 | 40 | SP
5050610 | 5050610 | 14243.1915 | 10682.3936 | Spare Parts | 0.75 | 47.399 | 639889921108 | DK DET-AC III PRIMARY |  | 1 | 8973.2106 | Catalog Stocked Product | YES | L8 | _E | _52 | 14 | 40 | SP
5050611 | 5050611 | 47.0204 | 35.2653 | Spare Parts | 0.75 | 0.487 | 639889911529 | SZ Metal gland plates | unperforated 260x72 | 1 | 29.6228 | Non-Stocked Spare Part Product | NO | SP | _E | _52 | 11 | 40 | SP
5050612 | 5050612 | 67.2071 | 50.4054 | Spare Parts | 0.75 | 0.093 | 639889898639 | TS LOCK HANDLE FOR LEFT DOOR | NOTE: ONLY THE HANDLE IS INCLUDED | 1 | 42.3405 | Stocked Spare Part Product | YES | L2 | _E | _52 | 11 | 40 | SP
5050613 | 5050613 | 137.637 | 103.2278 | Spare Parts | 0.75 | 0.19 | 639889909038 | HD LOCK - COMPLETE |  | 1 | 86.7113 | Non-Stocked Spare Part Product | NO | SP | _E | _52 | 11 | 40 | SP
5050616 | 5050616 | 51.2054 | 38.4041 | Spare Parts | 0.75 | 0.882 | 639889926394 | VX SCREW M6X14 |  | 100 | 32.2594 | Catalog Non-Stocked Product | NO | LN | _E | _52 | 11 | 40 | SP
5050617 | 5050617 | 289.1496 | 216.8622 | Spare Parts | 0.75 | 0.441 | 639889898271 | GASKET FOR HD 1676600 | PROFILE 300MM H X 400MM W | 1 | 182.1642 | Non-Stocked Spare Part Product | NO | SP | _E | _52 | 11 | 40 | SP
5050618 | 5050618 | 274.0431 | 205.5323 | Spare Parts | 0.75 | 0.384 | 639889898288 | GASKET FOR HD 1675600 | PROFILE 200MM H X 400MM W | 1 | 172.6472 | Non-Stocked Spare Part Product | NO | SP | _E | _52 | 11 | 40 | SP
5050619 | 5050619 | 260.5032 | 195.3774 | Spare Parts | 0.75 | 0.311 | 639889898295 | GASKET FOR HD 1674600 | PROFILE 200MM H X 300MM W | 1 | 164.117 | Non-Stocked Spare Part Product | NO | SP | _E | _52 | 11 | 40 | SP
5050620 | 5050620 | 245.3967 | 184.0475 | Spare Parts | 0.75 | 0.238 | 639889898301 | GASKET FOR HD 1672600 | PROFILE 200MM H X 200MM W | 1 | 154.5999 | Non-Stocked Spare Part Product | NO | SP | _E | _52 | 11 | 40 | SP
5050621 | 5050621 | 232.0806 | 174.0605 | Spare Parts | 0.75 | 0.194 | 639889898318 | GASKET FOR HD 1670600/1671600 | PROFILE 150MM H X 150MM W | 1 | 146.2108 | Non-Stocked Spare Part Product | NO | SP | _E | _52 | 11 | 40 | SP
5050623 | 5050623 | 225.1428 | 168.8571 | Spare Parts | 0.75 | 0.434 | 639889898332 | GASKET FOR HD 1314600 | PROFILE 430MM H X 810MM W | 1 | 141.84 | Non-Stocked Spare Part Product | NO | SP | _E | _52 | 11 | 40 | SP
5050625 | 5050625 | 294.1851 | 220.6388 | Spare Parts | 0.75 | 0.648 | 639889898356 | GASKET FOR HD 1316600 | PROFILE 1050MM H X 810MM W | 1 | 185.3366 | Non-Stocked Spare Part Product | NO | SP | _E | _52 | 11 | 40 | SP
5050626 | 5050626 | 267.2172 | 200.4129 | Spare Parts | 0.75 | 0.441 | 639889898363 | GASKET FOR HD 1310600 | PROFILE 650MM H X 610MM W | 1 | 168.3468 | Non-Stocked Spare Part Product | NO | SP | _E | _52 | 11 | 40 | SP
5050627 | 5050627 | 211.8267 | 158.87 | Spare Parts | 0.75 | 0.368 | 639889898370 | GASKET FOR HD 1320600 | PROFILE 430MM H X 610MM W | 1 | 133.4508 | Non-Stocked Spare Part Product | NO | SP | _E | _52 | 11 | 40 | SP
5050628 | 5050628 | 238.6827 | 179.012 | Spare Parts | 0.75 | 0.37 | 639889898387 | GASKET FOR HD 1307600 | PROFILE 550MM H X 510MM W | 1 | 150.3701 | Non-Stocked Spare Part Product | NO | SP | _E | _52 | 11 | 40 | SP
5050629 | 5050629 | 253.7892 | 190.3419 | Spare Parts | 0.75 | 0.37 | 639889898394 | GASKET FOR HD 1308600 | PROFILE 650MM H X 390MM W | 1 | 159.8872 | Non-Stocked Spare Part Product | NO | SP | _E | _52 | 11 | 40 | SP
5050630 | 5050630 | 198.2868 | 148.7151 | Spare Parts | 0.75 | 0.293 | 639889898400 | GASKET FOR HD 1306600 | PROFILE 430MM H X 390MM W | 1 | 124.9207 | Non-Stocked Spare Part Product | NO | SP | _E | _52 | 11 | 40 | SP
5050631 | 5050631 | 183.2922 | 137.4692 | Spare Parts | 0.75 | 0.194 | 639889898417 | GASKET FOR HD 1302600 | PROFILE 350MM H X 220MM W | 1 | 115.4741 | Non-Stocked Spare Part Product | NO | SP | _E | _52 | 11 | 40 | SP
5050668 | 5050668 | 232.4163 | 174.3122 | Spare Parts | 0.75 | 0.582 | 639889926400 | HD GASKET PROFILE F/ 1000H0490W | 490X1000MM | 1 | 146.4223 | Catalog Non-Stocked Product | NO | LN | _E | _52 | 11 | 40 | SP
5050669 | 5050669 | 240.9207 | 180.6905 | Spare Parts | 0.75 | 0.65 | 639889926417 | HD GASKET PROFILE F/ 1200H0490W | 490X1200MM | 1 | 151.78 | Catalog Non-Stocked Product | NO | LN | _E | _52 | 11 | 40 | SP
5050670 | 5050670 | 618.0237 | 463.5178 | Spare Parts | 0.75 | 63.095 | 639889930735 | TP DOOR TOP 2694/2695 |  | 1 | 389.3549 | Catalog Non-Stocked Product | NO | LN | _E | _52 | 11 | 40 | SP
5050671 | 5050671 | 1198.3371 | 898.7528 | Spare Parts | 0.75 | 73.854 | 639889930742 | TP DOOR RIGHT 6703/6707 |  | 1 | 754.9524 | Catalog Non-Stocked Product | NO | LN | _E | _52 | 11 | 40 | SP
5050672 | 5050672 | 844.3974 | 633.2981 | Spare Parts | 0.75 | 69.444 | 639889930759 | TP DOOR LEFT 6703/6707 |  | 1 | 531.9704 | Catalog Non-Stocked Product | NO | LN | _E | _52 | 11 | 40 | SP
5050673 | 5050673 | 1155.8151 | 866.8613 | Spare Parts | 0.75 | 69.444 | 639889930766 | TP DOOR RIGHT 6702/6706/6742 |  | 1 | 728.1635 | Catalog Non-Stocked Product | NO | LN | _E | _52 | 11 | 40 | SP
5050674 | 5050674 | 825.5982 | 619.1986 | Spare Parts | 0.75 | 70.547 | 639889930773 | TP DOOR LEFT 6702/6706/6742 |  | 1 | 520.1269 | Catalog Non-Stocked Product | NO | LN | _E | _52 | 11 | 40 | SP
5050675 | 5050675 | 849.321 | 636.9908 | Spare Parts | 0.75 | 77.16 | 639889930780 | TP DOOR 6701/6705/6748 |  | 1 | 535.0722 | Catalog Non-Stocked Product | NO | LN | _E | _52 | 11 | 40 | SP
5050676 | 5050676 | 1127.3925 | 845.5444 | Spare Parts | 0.75 | 79.365 | 639889930797 | TP COVER FOR 6712; 1192W X 215D |  | 1 | 710.2573 | Catalog Non-Stocked Product | NO | LN | _E | _52 | 11 | 40 | SP
5050677 | 5050677 | 948.1287 | 711.0965 | Spare Parts | 0.75 | 83.774 | 639889930803 | TP COVER FOR 6742; 1192W X 516D |  | 1 | 597.3211 | Catalog Non-Stocked Product | NO | LN | _E | _52 | 11 | 40 | SP
5050678 | 5050678 | 702.9558 | 527.2169 | Spare Parts | 0.75 | 18.739 | 639889930810 | TP COVER FOR 6711/15/6748; 792W X 516D |  | 1 | 442.8622 | Catalog Non-Stocked Product | NO | LN | _E | _52 | 11 | 40 | SP
5050679 | 5050679 | 861.9657 | 646.4743 | Spare Parts | 0.75 | 83.774 | 639889918610 | TP DOOR FOR 6722500; 1192W X 516D | WxH 1192X516mm | 1 | 543.0384 | Catalog Non-Stocked Product | NO | LN | _E | _52 | 11 | 40 | SP
5050680 | 5050680 | 752.4156 | 564.3117 | Spare Parts | 0.75 | 21.693 | 639889930827 | TP COVER FOR 6740; 992W X 516D |  | 1 | 474.0218 | Catalog Non-Stocked Product | NO | LN | _E | _52 | 11 | 40 | SP
5050681 | 5050681 | 658.3077 | 493.7308 | Spare Parts | 0.75 | 66.138 | 639889930834 | TP COVER FOR 6710/14/6746; 592W X 516D |  | 1 | 414.7339 | Catalog Non-Stocked Product | NO | LN | _E | _52 | 11 | 40 | SP
5050682 | 5050682 | 305.7108 | 229.2831 | Spare Parts | 0.75 | 52.91 | 639889930841 | ASSEMBLY FOR MOUNTING PLATE 6704/05/06 |  | 1 | 192.5978 | Catalog Non-Stocked Product | NO | LN | _E | _52 | 11 | 40 | SP
5050683 | 5050683 | 305.7108 | 229.2831 | Spare Parts | 0.75 | 52.91 | 639889930858 | ASSEMBLY FOR MOUNTING PLATE 6707 |  | 1 | 192.5978 | Catalog Non-Stocked Product | NO | LN | _E | _52 | 11 | 40 | SP
5050684 | 5050684 | 286.2402 | 214.6802 | Spare Parts | 0.75 | 52.91 | 639889930865 | TP HINGE FOR COVER 1000/1200/1600 |  | 1 | 180.3313 | Catalog Non-Stocked Product | NO | LN | _E | _52 | 11 | 40 | SP
5050685 | 5050685 | 290.2686 | 217.7014 | Spare Parts | 0.75 | 53.351 | 639889930872 | TP HINGE FOR COVER 600/800 |  | 1 | 182.8692 | Catalog Non-Stocked Product | NO | LN | _E | _52 | 11 | 40 | SP
5050686 | 5050686 | 339.7284 | 254.7963 | Spare Parts | 0.75 | 53.351 | 639889930889 | TP HINGE |  | 1 | 214.0289 | Catalog Non-Stocked Product | NO | LN | _E | _52 | 11 | 40 | SP
5050687 | 5050687 | 353.7159 | 265.2869 | Spare Parts | 0.75 | 52.91 | 639889930896 | TP HINGE FOR SINGLE DOOR |  | 1 | 222.841 | Catalog Non-Stocked Product | NO | LN | _E | _52 | 11 | 40 | SP
5050689 | 5050689 | 320.8173 | 240.613 | Spare Parts | 0.75 | 3.748 | 639889930902 | TP RETAINER FOR COVER |  | 1 | 202.1149 | Catalog Non-Stocked Product | NO | LN | _E | _52 | 11 | 40 | SP
5050690 | 5050690 | 339.7284 | 254.7963 | Spare Parts | 0.75 | 0.22 | 639889930919 | TP LOCK |  | 1 | 214.0289 | Catalog Non-Stocked Product | NO | LN | _E | _52 | 11 | 40 | SP
5050691 | 5050691 | 289.3734 | 217.0301 | Spare Parts | 0.75 | 0.344 | 639889926424 | HD GASKET PROFILE F/ 0710H0220W | WXD 202.5X693.5MM | 1 | 182.3052 | Catalog Non-Stocked Product | NO | LN | _E | _52 | 11 | 40 | SP
5050692 | 5050692 | 320.7054 | 240.529 | Spare Parts | 0.75 | 0.265 | 639889926431 | HD GASKET PROFILE F/ 0460H0220W | WXD 202.5X443.5MM | 1 | 202.0444 | Catalog Non-Stocked Product | NO | LN | _E | _52 | 11 | 40 | SP
5050693 | 5050693 | 336.2595 | 252.1946 | Spare Parts | 0.75 | 0.22 | 639889926448 | HD GASKET PROFILE F/ 0290H0305W | WXD 285.5X270.5MM | 1 | 211.8435 | Catalog Non-Stocked Product | NO | LN | _E | _52 | 11 | 40 | SP
5050700 | 5050700 | 293.8494 | 220.387 | Spare Parts | 0.75 | 5.159 | 639889930926 | SK Adaptor for roof mounted fan |  | 1 | 185.1251 | Catalog Non-Stocked Product | NO | LN | _E | _52 | 13 | 40 | SP
5050703 | 5050703 | 169.9761 | 127.4821 | Spare Parts | 0.75 | 0.157 | 639889918627 | HD Lock drive plate |  | 5 | 107.0849 | Catalog Non-Stocked Product | NO | LN | _E | _52 | 11 | 40 | SP
5050704 | 5050704 | 81.8548 | 61.3911 | Spare Parts | 0.75 | 0.022 | 639889918634 | HD Locking latch |  | 10 | 51.5686 | Catalog Non-Stocked Product | NO | LN | _E | _52 | 11 | 40 | SP
5050705 | 5050705 | 144.9105 | 108.6829 | Spare Parts | 0.75 | 0.397 | 639889918641 | RETROFITKIT VX 180° HINGE |  | 4 | 91.2936 | Catalog Non-Stocked Product | NO | LN | _E | _52 | 11 | 40 | SP
5050803 | 5050803 | 716.7195 | 537.5396 | Spare Parts | 0.75 | 69.224 | 639889931640 | VX SE Single door WxH 800x2000 |  | 1 | 451.5333 | Non-Stocked Spare Part Product | NO | SP | _E | _52 | 11 | 40 | SP
5050811 | 5050811 | 656.0697 | 393.6418 | Industrial Advanced | 0.6 | 88.183 | 639889931657 | VX SE Door left WxH 600x2000 |  | 1 | 413.3239 | Non-Stocked Spare Part Product | NO | LN | _E | _52 | 11 | 40 | 14
5050817 | 5050817 | 104.3468 | 78.2601 | Spare Parts | 0.75 | 0.22 | 639889931664 | VX SE Lock plate |  | 1 | 65.7385 | Non-Stocked Spare Part Product | NO | LN | _E | _52 | 11 | 40 | SP
5051018 | 5051018 | 42.9584 | 32.2188 | Spare Parts | 0.75 | 0.009 | 639889918825 | VX TAPPING SCREW 5.5X13/TX30 | 5,5X13/TX30 | 50 | 27.0638 | Catalog Non-Stocked Product | NO | LN | _E | _52 | 11 | 40 | SP
5051019 | 5051019 | 101.7954 | 76.3466 | Spare Parts | 0.75 | 1.543 | 639889918832 | VX BOTTOM RAILS F/0400D | FOR VX ENCLOSURE 400MM D | 1 | 64.1311 | Catalog Non-Stocked Product | NO | LN | _E | _52 | 11 | 40 | SP
5051020 | 5051020 | 120.7401 | 90.5551 | Spare Parts | 0.75 | 3.086 | 639889918849 | VX BOTTOM RAILS F/0500D | FOR VX ENCLOSURE 500MM D | 1 | 76.0663 | Catalog Non-Stocked Product | NO | LN | _E | _52 | 11 | 40 | SP
5051021 | 5051021 | 133.9443 | 100.4582 | Spare Parts | 0.75 | 3.086 | 639889918856 | VX BOTTOM RAILS F/0600D | FOR VX ENCLOSURE 600MM D | 1 | 84.3849 | Catalog Non-Stocked Product | NO | LN | _E | _52 | 11 | 40 | SP
5051022 | 5051022 | 179.9352 | 134.9514 | Spare Parts | 0.75 | 3.086 | 639889918863 | VX BOTTOM RAILS F/0800D | FOR VX ENCLOSURE 800MM D | 1 | 113.3592 | Catalog Non-Stocked Product | NO | LN | _E | _52 | 11 | 40 | SP
5051023 | 5051023 | 682.59 | 511.9425 | Spare Parts | 0.75 | 116.843 | 639889918870 | VX MOUNTING PANEL 1800H1000W | FOR VX ENCLOSURE 1800H1000W | 1 | 430.0317 | Stocked Spare Part Product | YES | L2 | _E | _52 | 11 | 40 | SP
5051024 | 5051024 | 771.8862 | 578.9146 | Spare Parts | 0.75 | 114.638 | 639889918887 | VX MOUNTING PANEL 2000H1000W | FOR VX ENCLOSURE 2000H1000W | 1 | 486.2883 | Stocked Spare Part Product | YES | L2 | _E | _52 | 11 | 40 | SP
5051025 | 5051025 | 828.6195 | 621.4646 | Spare Parts | 0.75 | 68.576 | 639889918894 | VX MOUNTING PANEL 1200H1200W | FOR VX ENCLOSURE 1200H1200W | 1 | 522.0303 | Non-Stocked Spare Part Product | NO | SP | _E | _52 | 11 | 40 | SP
5051026 | 5051026 | 856.2588 | 642.1941 | Spare Parts | 0.75 | 80.736 | 639889918900 | VX MOUNTING PANEL 1400H1200W | FOR VX ENCLOSURE 1400H1200W | 1 | 539.443 | Stocked Spare Part Product | YES | L2 | _E | _52 | 11 | 40 | SP
5051027 | 5051027 | 870.9177 | 653.1883 | Spare Parts | 0.75 | 118.552 | 639889918917 | VX MOUNTING PANEL 1600H1200W | FOR VX ENCLOSURE 1600H1200W | 1 | 548.6782 | Stocked Spare Part Product | YES | L2 | _E | _52 | 11 | 40 | SP
5051028 | 5051028 | 903.3687 | 677.5265 | Spare Parts | 0.75 | 133.377 | 639889918924 | VX MOUNTING PANEL 1800H1200W | FOR VX ENCLOSURE 1800H1200W | 1 | 569.1223 | Stocked Spare Part Product | YES | L2 | _E | _52 | 11 | 40 | SP
5051029 | 5051029 | 927.7629 | 695.8222 | Spare Parts | 0.75 | 157.628 | 639889918931 | VX MOUNTING PANEL 2000H1200W | FOR VX ENCLOSURE 2000H1200W | 1 | 584.4906 | Stocked Spare Part Product | YES | L2 | _E | _52 | 11 | 40 | SP
5051030 | 5051030 | 949.0239 | 711.7679 | Spare Parts | 0.75 | 146.605 | 639889918948 | VX MOUNTING PANEL 2200H1200W | FOR VX ENCLOSURE 2200H1200W | 1 | 597.8851 | Stocked Spare Part Product | YES | L2 | _E | _52 | 11 | 40 | SP
5051031 | 5051031 | 872.4843 | 654.3632 | Spare Parts | 0.75 | 36.596 | 639889918955 | VX MOUNTING PANEL 1800H0400W | FOR VX ENCLOSURE 1800H0400W | 1 | 549.6651 | Non-Stocked Spare Part Product | NO | SP | _E | _52 | 11 | 40 | SP
5051032 | 5051032 | 742.9041 | 557.1781 | Spare Parts | 0.75 | 39.683 | 639889918962 | VX MOUNTING PANEL 2000H0400W | FOR VX ENCLOSURE 2000H0400W | 1 | 468.0296 | Stocked Spare Part Product | YES | L2 | _E | _52 | 11 | 40 | SP
5051033 | 5051033 | 502.0953 | 376.5715 | Spare Parts | 0.75 | 33.439 | 639889918979 | VX MOUNTING PANEL 1200H0600W | FOR VX ENCLOSURE 1200H0600W | 1 | 316.32 | Stocked Spare Part Product | YES | L2 | _E | _52 | 11 | 40 | SP
5051034 | 5051034 | 516.7542 | 387.5657 | Spare Parts | 0.75 | 39.369 | 639889918986 | VX MOUNTING PANEL 1400H0600W | FOR VX ENCLOSURE 1400H0600W | 1 | 325.5551 | Stocked Spare Part Product | YES | L2 | _E | _52 | 11 | 40 | SP
5051035 | 5051035 | 536.3367 | 402.2525 | Spare Parts | 0.75 | 45.657 | 639889918993 | VX MOUNTING PANEL 1600H0600W | FOR VX ENCLOSURE 1600H0600W | 1 | 337.8921 | Stocked Spare Part Product | YES | L2 | _E | _52 | 11 | 40 | SP
5051036 | 5051036 | 578.4111 | 433.8083 | Spare Parts | 0.75 | 82.672 | 639889919006 | VX MOUNTING PANEL 1800H0600W | FOR VX ENCLOSURE 1800H0600W | 1 | 364.399 | Stocked Spare Part Product | YES | L2 | _E | _52 | 11 | 40 | SP
5051037 | 5051037 | 594.6366 | 445.9774 | Spare Parts | 0.75 | 81.57 | 639889919013 | VX MOUNTING PANEL 2000H0600W | FOR VX ENCLOSURE 2000H0600W | 1 | 374.6211 | Stocked Spare Part Product | YES | L2 | _E | _52 | 11 | 40 | SP
5051038 | 5051038 | 653.2722 | 489.9542 | Spare Parts | 0.75 | 83.774 | 639889919020 | VX MOUNTING PANEL 2200H0600W | FOR VX ENCLOSURE 2200H0600W | 1 | 411.5615 | Stocked Spare Part Product | YES | L2 | _E | _52 | 11 | 40 | SP
5051039 | 5051039 | 765.7317 | 574.2988 | Spare Parts | 0.75 | 45.152 | 639889919037 | VX MOUNTING PANEL 1200H0800W | FOR VX ENCLOSURE 1200H0800W | 1 | 482.411 | Stocked Spare Part Product | YES | L2 | _E | _52 | 11 | 40 | SP
5051040 | 5051040 | 765.7317 | 574.2988 | Spare Parts | 0.75 | 53.159 | 639889919044 | VX MOUNTING PANEL 1400H0800W | FOR VX ENCLOSURE 1400H0800W | 1 | 482.411 | Stocked Spare Part Product | YES | L2 | _E | _52 | 11 | 40 | SP
5051041 | 5051041 | 768.5292 | 576.3969 | Spare Parts | 0.75 | 70.547 | 639889919051 | VX MOUNTING PANEL 1600H0800W | FOR VX ENCLOSURE 1600H0800W | 1 | 484.1734 | Stocked Spare Part Product | YES | L2 | _E | _52 | 11 | 40 | SP
5051042 | 5051042 | 615.7857 | 461.8393 | Spare Parts | 0.75 | 99.206 | 639889919068 | VX MOUNTING PANEL 1800H0800W | FOR VX ENCLOSURE 1800H0800W | 1 | 387.945 | Stocked Spare Part Product | YES | L2 | _E | _52 | 11 | 40 | SP
5051043 | 5051043 | 656.4054 | 492.304 | Spare Parts | 0.75 | 83.774 | 639889919075 | VX MOUNTING PANEL 2000H0800W | FOR VX ENCLOSURE 2000H0800W | 1 | 413.5354 | Stocked Spare Part Product | YES | L2 | _E | _52 | 11 | 40 | SP
5051044 | 5051044 | 680.7996 | 510.5997 | Spare Parts | 0.75 | 105.82 | 639889919082 | VX MOUNTING PANEL 2200H0800W | FOR VX ENCLOSURE 2200H0800W | 1 | 428.9037 | Stocked Spare Part Product | YES | L2 | _E | _52 | 11 | 40 | SP
5051045 | 5051045 | 169.8642 | 127.3982 | Spare Parts | 0.75 | 1.605 | 639889919099 | VX MOUNTING PANEL FIXING KIT F/0400-1200 | USED IN VX ENCLOSURE | 1 | 107.0144 | Catalog Stocked Product | YES | L8 | _E | _52 | 11 | 40 | SP
5051046 | 5051046 | 336.2595 | 252.1946 | Spare Parts | 0.75 | 11.023 | 639889919105 | VX ROOF PANEL1000W0400D | FOR VX ENCLOSURE 1000W0400D | 1 | 211.8435 | Catalog Non-Stocked Product | NO | LN | _E | _52 | 11 | 40 | SP
5051047 | 5051047 | 346.2186 | 259.6639 | Spare Parts | 0.75 | 15.432 | 639889919112 | VX ROOF PANEL1000W0500D | FOR VX ENCLOSURE 1000W0500D | 1 | 218.1177 | Catalog Non-Stocked Product | NO | LN | _E | _52 | 11 | 40 | SP
5051049 | 5051049 | 371.508 | 278.631 | Spare Parts | 0.75 | 5.511 | 639889919129 | VX ROOF PANEL1200W0400D | FOR VX ENCLOSURE 1200W0400D | 1 | 234.05 | Catalog Non-Stocked Product | NO | LN | _E | _52 | 11 | 40 | SP
5051050 | 5051050 | 371.508 | 278.631 | Spare Parts | 0.75 | 9.039 | 639889919136 | VX ROOF PANEL1200W0500D | FOR VX ENCLOSURE 1200W0500D | 1 | 234.05 | Catalog Non-Stocked Product | NO | LN | _E | _52 | 11 | 40 | SP
5051051 | 5051051 | 408.3231 | 306.2423 | Spare Parts | 0.75 | 22.046 | 639889919143 | VX ROOF PANEL1200W0600D | FOR VX ENCLOSURE 1200W0600D | 1 | 257.2436 | Catalog Non-Stocked Product | NO | LN | _E | _52 | 11 | 40 | SP
5051052 | 5051052 | 484.0794 | 363.0596 | Spare Parts | 0.75 | 14.109 | 639889919150 | VX ROOF PANEL1200W0800D | FOR VX ENCLOSURE 1200W0800D | 1 | 304.97 | Catalog Non-Stocked Product | NO | LN | _E | _52 | 11 | 40 | SP
5051053 | 5051053 | 264.3078 | 198.2308 | Spare Parts | 0.75 | 8.708 | 639889919167 | VX ROOF PANEL0400W0500D | FOR VX ENCLOSURE 0400W0500D | 1 | 166.5139 | Catalog Non-Stocked Product | NO | LN | _E | _52 | 11 | 40 | SP
5051055 | 5051055 | 157.779 | 118.3342 | Spare Parts | 0.75 | 8.708 | 639889919174 | VX ROOF PANEL0600W0400D | FOR VX ENCLOSURE 0600W0400D | 1 | 99.4008 | Catalog Non-Stocked Product | NO | LN | _E | _52 | 11 | 40 | SP
5051056 | 5051056 | 225.1428 | 168.8571 | Spare Parts | 0.75 | 9.921 | 639889919181 | VX ROOF PANEL0600W0500D | FOR VX ENCLOSURE 0600W0500D | 1 | 141.84 | Catalog Non-Stocked Product | NO | LN | _E | _52 | 11 | 40 | SP
5051059 | 5051059 | 201.6438 | 151.2328 | Spare Parts | 0.75 | 10.141 | 639889919198 | VX ROOF PANEL0800W0400D | FOR VX ENCLOSURE 0800W0400D | 1 | 127.0356 | Catalog Non-Stocked Product | NO | LN | _E | _52 | 11 | 40 | SP
5051060 | 5051060 | 284.1141 | 213.0856 | Spare Parts | 0.75 | 11.905 | 639889919204 | VX ROOF PANEL0800W0500D | FOR VX ENCLOSURE 0800W0500D | 1 | 178.9919 | Catalog Non-Stocked Product | NO | LN | _E | _52 | 11 | 40 | SP
5051063 | 5051063 | 1067.0784 | 800.3088 | Spare Parts | 0.75 | 77.16 | 639889919211 | VX REAR PANEL 2000H1000W | FOR VX ENCLOSURE 2000H1000W | 1 | 672.2594 | Catalog Non-Stocked Product | NO | LN | _E | _52 | 11 | 40 | SP
5051064 | 5051064 | 1025.1159 | 768.8369 | Spare Parts | 0.75 | 72.751 | 639889919228 | VX REAR PANEL 1800H1000W | FOR VX ENCLOSURE 1800H1000W | 1 | 645.823 | Catalog Non-Stocked Product | NO | LN | _E | _52 | 11 | 40 | SP
5051065 | 5051065 | 1161.1863 | 870.8897 | Spare Parts | 0.75 | 88.183 | 639889919235 | VX REAR PANEL 2000H1200W | FOR VX ENCLOSURE 2000H1200W | 1 | 731.5474 | Catalog Non-Stocked Product | NO | LN | _E | _52 | 11 | 40 | SP
5051066 | 5051066 | 1204.9392 | 903.7044 | Spare Parts | 0.75 | 59.524 | 639889919242 | VX REAR PANEL 1200H1200W | FOR VX ENCLOSURE 1200H1200W | 1 | 759.1117 | Catalog Non-Stocked Product | NO | LN | _E | _52 | 11 | 40 | SP
5051067 | 5051067 | 1231.7952 | 923.8464 | Spare Parts | 0.75 | 101.411 | 639889919259 | VX REAR PANEL 2200H1200W | FOR VX ENCLOSURE 2200H1200W | 1 | 776.031 | Catalog Non-Stocked Product | NO | LN | _E | _52 | 11 | 40 | SP
5051068 | 5051068 | 1043.5794 | 782.6846 | Spare Parts | 0.75 | 70.547 | 639889919266 | VX REAR PANEL 1400H1200W | FOR VX ENCLOSURE 1400H1200W | 1 | 657.455 | Catalog Non-Stocked Product | NO | LN | _E | _52 | 11 | 40 | SP
5051069 | 5051069 | 1080.6183 | 810.4637 | Spare Parts | 0.75 | 77.16 | 639889919273 | VX REAR PANEL 1600H1200W | FOR VX ENCLOSURE 1600H1200W | 1 | 680.7895 | Catalog Non-Stocked Product | NO | LN | _E | _52 | 11 | 40 | SP
5051070 | 5051070 | 1120.9023 | 840.6767 | Spare Parts | 0.75 | 83.774 | 639889919280 | VX REAR PANEL 1800H1200W | FOR VX ENCLOSURE 1800H1200W | 1 | 706.1684 | Catalog Non-Stocked Product | NO | LN | _E | _52 | 11 | 40 | SP
5051071 | 5051071 | 635.2563 | 476.4422 | Spare Parts | 0.75 | 70.547 | 639889919297 | VX REAR PANEL 2000H0400W | FOR VX ENCLOSURE 2000H0400W | 1 | 400.2115 | Catalog Non-Stocked Product | NO | LN | _E | _52 | 11 | 40 | SP
5051072 | 5051072 | 470.5395 | 352.9046 | Spare Parts | 0.75 | 57.319 | 639889919303 | VX REAR PANEL 1800H0400W | FOR VX ENCLOSURE 1800H0400W | 1 | 296.4399 | Catalog Non-Stocked Product | NO | LN | _E | _52 | 11 | 40 | SP
5051073 | 5051073 | 882.2196 | 661.6647 | Spare Parts | 0.75 | 65.035 | 639889919310 | VX REAR PANEL 2000H0600W | FOR VX ENCLOSURE 2000H0600W | 1 | 555.7983 | Catalog Non-Stocked Product | NO | LN | _E | _52 | 11 | 40 | SP
5051074 | 5051074 | 752.8632 | 564.6474 | Spare Parts | 0.75 | 41.887 | 639889919327 | VX REAR PANEL 1200H0600W | FOR VX ENCLOSURE 1200H0600W | 1 | 474.3038 | Catalog Non-Stocked Product | NO | LN | _E | _52 | 11 | 40 | SP
5051075 | 5051075 | 922.6155 | 691.9616 | Spare Parts | 0.75 | 68.342 | 639889919334 | VX REAR PANEL 2200H0600W | FOR VX ENCLOSURE 2200H0600W | 1 | 581.2478 | Catalog Non-Stocked Product | NO | LN | _E | _52 | 11 | 40 | SP
5051076 | 5051076 | 778.0407 | 583.5305 | Spare Parts | 0.75 | 44.092 | 639889919341 | VX REAR PANEL 1400H0600W | FOR VX ENCLOSURE 1400H0600W | 1 | 490.1656 | Catalog Non-Stocked Product | NO | LN | _E | _52 | 11 | 40 | SP
5051077 | 5051077 | 803.3301 | 602.4976 | Spare Parts | 0.75 | 57.319 | 639889919358 | VX REAR PANEL 1600H0600W | FOR VX ENCLOSURE 1600H0600W | 1 | 506.098 | Catalog Non-Stocked Product | NO | LN | _E | _52 | 11 | 40 | SP
5051078 | 5051078 | 845.2926 | 633.9695 | Spare Parts | 0.75 | 63.933 | 639889919365 | VX REAR PANEL 1800H0600W | FOR VX ENCLOSURE 1800H0600W | 1 | 532.5343 | Catalog Non-Stocked Product | NO | LN | _E | _52 | 11 | 40 | SP
5051079 | 5051079 | 979.6845 | 734.7634 | Spare Parts | 0.75 | 68.342 | 639889919372 | VX REAR PANEL 2000H0800W | FOR VX ENCLOSURE 2000H0800W | 1 | 617.2012 | Catalog Non-Stocked Product | NO | LN | _E | _52 | 11 | 40 | SP
5051080 | 5051080 | 818.4366 | 613.8274 | Spare Parts | 0.75 | 48.501 | 639889919389 | VX REAR PANEL 1200H0800W | FOR VX ENCLOSURE 1200H0800W | 1 | 515.6151 | Catalog Non-Stocked Product | NO | LN | _E | _52 | 11 | 40 | SP
5051081 | 5051081 | 815.0796 | 611.3097 | Spare Parts | 0.75 | 79.365 | 639889919396 | VX REAR PANEL 2200H0800W | FOR VX ENCLOSURE 2200H0800W | 1 | 513.5001 | Catalog Non-Stocked Product | NO | LN | _E | _52 | 11 | 40 | SP
5051082 | 5051082 | 868.9035 | 651.6776 | Spare Parts | 0.75 | 50.705 | 639889919402 | VX REAR PANEL 1400H0800W | FOR VX ENCLOSURE 1400H0800W | 1 | 547.4092 | Catalog Non-Stocked Product | NO | LN | _E | _52 | 11 | 40 | SP
5051083 | 5051083 | 900.6831 | 675.5123 | Spare Parts | 0.75 | 61.728 | 639889919419 | VX REAR PANEL 1600H0800W | FOR VX ENCLOSURE 1600H0800W | 1 | 567.4304 | Catalog Non-Stocked Product | NO | LN | _E | _52 | 11 | 40 | SP
5051084 | 5051084 | 941.079 | 705.8093 | Spare Parts | 0.75 | 72.751 | 639889919426 | VX REAR PANEL 1800H0800W | FOR VX ENCLOSURE 1800H0800W | 1 | 592.8798 | Catalog Non-Stocked Product | NO | LN | _E | _52 | 11 | 40 | SP
5051085 | 5051085 | 76.6851 | 57.5138 | Spare Parts | 0.75 | 0.298 | 639889919433 | VX REAR PANEL ATTACHMENT |  | 1 | 48.3116 | Catalog Non-Stocked Product | NO | LN | _E | _52 | 11 | 40 | SP
5051086 | 5051086 | 47.882 | 35.9115 | Spare Parts | 0.75 | 0.487 | 639889919440 | VX SIDEWALL ATTACHMENT |  | 1 | 30.1657 | Catalog Non-Stocked Product | NO | LN | _E | _52 | 11 | 40 | SP
5051087 | 5051087 | 690.6468 | 517.9851 | Spare Parts | 0.75 | 74.515 | 639889919457 | VX SINGLE DOOR 1800H1000W | FOR VX ENCLOSURE 1800H1000W | 1 | 435.1075 | Catalog Non-Stocked Product | NO | LN | _E | _52 | 11 | 40 | SP
5051088 | 5051088 | 484.0794 | 363.0596 | Spare Parts | 0.75 | 49.824 | 639889919464 | VX SINGLE DOOR 2000H0400W | FOR VX ENCLOSURE 2000H0400W | 1 | 304.97 | Catalog Non-Stocked Product | NO | LN | _E | _52 | 11 | 40 | SP
5051089 | 5051089 | 635.2563 | 476.4422 | Spare Parts | 0.75 | 70.547 | 639889919471 | VX SINGLE DOOR 1800H0400W | FOR VX ENCLOSURE 1800H0400W | 1 | 400.2115 | Catalog Non-Stocked Product | NO | LN | _E | _52 | 11 | 40 | SP
5051090 | 5051090 | 650.3628 | 487.7721 | Spare Parts | 0.75 | 54.674 | 639889919488 | VX SINGLE DOOR 2000H0600W | FOR VX ENCLOSURE 2000H0600W | 1 | 409.7286 | Catalog Non-Stocked Product | NO | LN | _E | _52 | 11 | 40 | SP
5051091 | 5051091 | 509.2569 | 381.9427 | Spare Parts | 0.75 | 66.138 | 639889919495 | VX SINGLE DOOR 1200H0600W | FOR VX ENCLOSURE 1200H0600W | 1 | 320.8318 | Catalog Non-Stocked Product | NO | LN | _E | _52 | 11 | 40 | SP
5051092 | 5051092 | 682.2543 | 511.6907 | Spare Parts | 0.75 | 61.287 | 639889919501 | VX SINGLE DOOR 2200H0600W | FOR VX ENCLOSURE 2200H0600W | 1 | 429.8202 | Catalog Non-Stocked Product | NO | LN | _E | _52 | 11 | 40 | SP
5051093 | 5051093 | 547.9743 | 410.9807 | Spare Parts | 0.75 | 70.547 | 639889919518 | VX SINGLE DOOR 1400H0600W | FOR VX ENCLOSURE 1400H0600W | 1 | 345.2238 | Catalog Non-Stocked Product | NO | LN | _E | _52 | 11 | 40 | SP
5051094 | 5051094 | 583.2228 | 437.4171 | Spare Parts | 0.75 | 74.956 | 639889919525 | VX SINGLE DOOR 1600H0600W | FOR VX ENCLOSURE 1600H0600W | 1 | 367.4304 | Catalog Non-Stocked Product | NO | LN | _E | _52 | 11 | 40 | SP
5051095 | 5051095 | 613.3239 | 459.9929 | Spare Parts | 0.75 | 49.383 | 639889919532 | VX SINGLE DOOR 1800H0600W | FOR VX ENCLOSURE 1800H0600W | 1 | 386.3941 | Catalog Non-Stocked Product | NO | LN | _E | _52 | 11 | 40 | SP
5051096 | 5051096 | 741.1137 | 555.8353 | Spare Parts | 0.75 | 68.783 | 639889919549 | VX SINGLE DOOR 2000H0800W | FOR VX ENCLOSURE 2000H0800W | 1 | 466.9016 | Stocked Spare Part Product | YES | L2 | _E | _52 | 11 | 40 | SP
5051097 | 5051097 | 605.0433 | 453.7825 | Spare Parts | 0.75 | 42.769 | 639889919556 | VX SINGLE DOOR 1200H0800W | FOR VX ENCLOSURE 1200H0800W | 1 | 381.1773 | Catalog Non-Stocked Product | NO | LN | _E | _52 | 11 | 40 | SP
5051098 | 5051098 | 769.5363 | 577.1522 | Spare Parts | 0.75 | 75.397 | 639889919563 | VX SINGLE DOOR 2200H0800W | FOR VX ENCLOSURE 2200H0800W | 1 | 484.8079 | Catalog Non-Stocked Product | NO | LN | _E | _52 | 11 | 40 | SP
5051099 | 5051099 | 663.6789 | 497.7592 | Spare Parts | 0.75 | 74.956 | 639889919570 | VX SINGLE DOOR 1400H0800W | FOR VX ENCLOSURE 1400H0800W | 1 | 418.1177 | Catalog Non-Stocked Product | NO | LN | _E | _52 | 11 | 40 | SP
5051100 | 5051100 | 694.1157 | 520.5868 | Spare Parts | 0.75 | 83.774 | 639889919587 | VX SINGLE DOOR 1600H0800W | FOR VX ENCLOSURE 1600H0800W | 1 | 437.2929 | Catalog Non-Stocked Product | NO | LN | _E | _52 | 11 | 40 | SP
5051101 | 5051101 | 717.5028 | 538.1271 | Spare Parts | 0.75 | 63.933 | 639889919594 | VX SINGLE DOOR 1800H0800W | FOR VX ENCLOSURE 1800H0800W | 1 | 452.0268 | Catalog Non-Stocked Product | NO | LN | _E | _52 | 11 | 40 | SP
5051102 | 5051102 | 688.9683 | 516.7262 | Spare Parts | 0.75 | 85.979 | 639889919600 | VX DOOR DBL RH 2000H0500W | FOR VX ENCLOSURE 2000H0500W | 1 | 434.05 | Catalog Non-Stocked Product | NO | LN | _E | _52 | 11 | 40 | SP
5051103 | 5051103 | 670.6167 | 502.9625 | Spare Parts | 0.75 | 81.57 | 639889919617 | VX DOOR DBL RH 1800H0500W | FOR VX ENCLOSURE 1800H0500W | 1 | 422.4885 | Catalog Non-Stocked Product | NO | LN | _E | _52 | 11 | 40 | SP
5051104 | 5051104 | 705.7533 | 529.315 | Spare Parts | 0.75 | 88.183 | 639889919624 | VX DOOR DBL RH 2000H0600W | FOR VX ENCLOSURE 2000H0600W | 1 | 444.6246 | Catalog Stocked Product | YES | L8 | _E | _52 | 11 | 40 | SP
5051105 | 5051105 | 709.2222 | 531.9166 | Spare Parts | 0.75 | 70.547 | 639889919631 | VX DOOR DBL RH 1200H0600W | FOR VX ENCLOSURE 1200H0600W | 1 | 446.81 | Catalog Non-Stocked Product | NO | LN | _E | _52 | 11 | 40 | SP
5051106 | 5051106 | 759.4653 | 569.599 | Spare Parts | 0.75 | 99.206 | 639889919648 | VX DOOR DBL RH 2200H0600W | FOR VX ENCLOSURE 2200H0600W | 1 | 478.4631 | Catalog Non-Stocked Product | NO | LN | _E | _52 | 11 | 40 | SP
5051107 | 5051107 | 729.3642 | 547.0231 | Spare Parts | 0.75 | 74.956 | 639889919655 | VX DOOR DBL RH 1400H0600W | FOR VX ENCLOSURE 1400H0600W | 1 | 459.4994 | Catalog Non-Stocked Product | NO | LN | _E | _52 | 11 | 40 | SP
5051108 | 5051108 | 757.8987 | 568.424 | Spare Parts | 0.75 | 79.365 | 639889919662 | VX DOOR DBL RH 1600H0600W | FOR VX ENCLOSURE 1600H0600W | 1 | 477.4762 | Catalog Non-Stocked Product | NO | LN | _E | _52 | 11 | 40 | SP
5051109 | 5051109 | 680.4639 | 510.3479 | Spare Parts | 0.75 | 83.774 | 639889919679 | VX DOOR DBL RH 1800H0600W | FOR VX ENCLOSURE 1800H0600W | 1 | 428.6923 | Catalog Non-Stocked Product | NO | LN | _E | _52 | 11 | 40 | SP
5051110 | 5051110 | 635.2563 | 476.4422 | Spare Parts | 0.75 | 79.365 | 639889919686 | VX DOOR DBL RH 1800H0400W | FOR VX ENCLOSURE 1800H0400W | 1 | 400.2115 | Catalog Non-Stocked Product | NO | LN | _E | _52 | 11 | 40 | SP
5051111 | 5051111 | 366.3606 | 274.7704 | Spare Parts | 0.75 | 2.205 | 639889919693 | VX LOCK ROD SYSTEM 1200H SINGLE DOOR |  | 1 | 230.8072 | Catalog Non-Stocked Product | NO | LN | _E | _52 | 11 | 40 | SP
5051112 | 5051112 | 381.579 | 286.1843 | Spare Parts | 0.75 | 6.614 | 639889919709 | VX LOCK ROD SYSTEM 1400H SINGLE DOOR |  | 1 | 240.3948 | Catalog Non-Stocked Product | NO | LN | _E | _52 | 11 | 40 | SP
5051113 | 5051113 | 410.0016 | 307.5012 | Spare Parts | 0.75 | 6.614 | 639889919716 | VX LOCK ROD SYSTEM 1600H SINGLE DOOR |  | 1 | 258.301 | Catalog Non-Stocked Product | NO | LN | _E | _52 | 11 | 40 | SP
5051114 | 5051114 | 426.7866 | 320.0899 | Spare Parts | 0.75 | 3.086 | 639889919723 | VX LOCK ROD SYSTEM 1800H SINGLE DOOR |  | 1 | 268.8756 | Catalog Non-Stocked Product | NO | LN | _E | _52 | 11 | 40 | SP
5051115 | 5051115 | 450.3975 | 337.7981 | Spare Parts | 0.75 | 6.614 | 639889919730 | VX LOCK ROD SYSTEM 2000H SINGLE DOOR |  | 1 | 283.7504 | Catalog Non-Stocked Product | NO | LN | _E | _52 | 11 | 40 | SP
5051116 | 5051116 | 468.9729 | 351.7297 | Spare Parts | 0.75 | 6.614 | 639889919747 | VX LOCK ROD SYSTEM 2200H SINGLE DOOR |  | 1 | 295.4529 | Catalog Non-Stocked Product | NO | LN | _E | _52 | 11 | 40 | SP
5051117 | 5051117 | 65.2377 | 48.9283 | Spare Parts | 0.75 | 0.276 | 639889910652 | VX LOCKING PLATE |  | 1 | 41.0998 | Catalog Stocked Product | YES | L8 | _E | _52 | 11 | 40 | SP
5051118 | 5051118 | 688.9683 | 516.7262 | Spare Parts | 0.75 | 85.979 | 639889919754 | VX DOOR DBL LH 2000H0500W | FOR VX ENCLOSURE 2000H0500W | 1 | 434.05 | Catalog Non-Stocked Product | NO | LN | _E | _52 | 11 | 40 | SP
5051119 | 5051119 | 670.6167 | 502.9625 | Spare Parts | 0.75 | 81.57 | 639889919761 | VX DOOR DBL LH 1800H0500W | FOR VX ENCLOSURE 1800H0500W | 1 | 422.4885 | Catalog Non-Stocked Product | NO | LN | _E | _52 | 11 | 40 | SP
5051120 | 5051120 | 705.7533 | 529.315 | Spare Parts | 0.75 | 88.183 | 639889919778 | VX DOOR DBL LH 2000H0600W | FOR VX ENCLOSURE 2000H0600W | 1 | 444.6246 | Catalog Non-Stocked Product | NO | LN | _E | _52 | 11 | 40 | SP
5051121 | 5051121 | 709.2222 | 531.9166 | Spare Parts | 0.75 | 66.138 | 639889919785 | VX DOOR DBL LH 1200H0600W | FOR VX ENCLOSURE 1200H0600W | 1 | 446.81 | Catalog Non-Stocked Product | NO | LN | _E | _52 | 11 | 40 | SP
5051122 | 5051122 | 759.4653 | 569.599 | Spare Parts | 0.75 | 99.206 | 639889919792 | VX DOOR DBL LH 2200H0600W | FOR VX ENCLOSURE 2200H0600W | 1 | 478.4631 | Catalog Non-Stocked Product | NO | LN | _E | _52 | 11 | 40 | SP
5051123 | 5051123 | 729.3642 | 547.0231 | Spare Parts | 0.75 | 70.547 | 639889919808 | VX DOOR DBL LH 1400H0600W | FOR VX ENCLOSURE 1400H0600W | 1 | 459.4994 | Catalog Non-Stocked Product | NO | LN | _E | _52 | 11 | 40 | SP
5051124 | 5051124 | 757.8987 | 568.424 | Spare Parts | 0.75 | 74.956 | 639889919815 | VX DOOR DBL LH 1600H0600W | FOR VX ENCLOSURE 1600H0600W | 1 | 477.4762 | Catalog Non-Stocked Product | NO | LN | _E | _52 | 11 | 40 | SP
5051125 | 5051125 | 680.4639 | 510.3479 | Spare Parts | 0.75 | 83.774 | 639889919822 | VX DOOR DBL LH 1800H0600W | FOR VX ENCLOSURE 1800H0600W | 1 | 428.6923 | Catalog Non-Stocked Product | NO | LN | _E | _52 | 11 | 40 | SP
5051126 | 5051126 | 635.2563 | 476.4422 | Spare Parts | 0.75 | 74.956 | 639889919839 | VX DOOR DBL LH 1800H0400W | FOR VX ENCLOSURE 1800H0400W | 1 | 400.2115 | Catalog Non-Stocked Product | NO | LN | _E | _52 | 11 | 40 | SP
5051127 | 5051127 | 356.1777 | 267.1333 | Spare Parts | 0.75 | 3.086 | 639889919846 | VX LOCK ROD SYSTEM 1200H, LH DOOR |  | 1 | 224.392 | Catalog Non-Stocked Product | NO | LN | _E | _52 | 11 | 40 | SP
5051128 | 5051128 | 378.222 | 283.6665 | Spare Parts | 0.75 | 3.086 | 639889919853 | VX LOCK ROD SYSTEM 1400H, LH DOOR |  | 1 | 238.2799 | Catalog Non-Stocked Product | NO | LN | _E | _52 | 11 | 40 | SP
5051129 | 5051129 | 390.0834 | 292.5626 | Spare Parts | 0.75 | 3.086 | 639889919860 | VX LOCK ROD SYSTEM 1600H, LH DOOR |  | 1 | 245.7525 | Catalog Non-Stocked Product | NO | LN | _E | _52 | 11 | 40 | SP
5051130 | 5051130 | 401.6091 | 301.2068 | Spare Parts | 0.75 | 3.086 | 639889919877 | VX LOCK ROD SYSTEM 1800H, LH DOOR |  | 1 | 253.0137 | Catalog Non-Stocked Product | NO | LN | _E | _52 | 11 | 40 | SP
5051131 | 5051131 | 420.0726 | 315.0544 | Spare Parts | 0.75 | 3.086 | 639889919884 | VX LOCK ROD SYSTEM 2000H, LH DOOR |  | 1 | 264.6457 | Catalog Non-Stocked Product | NO | LN | _E | _52 | 11 | 40 | SP
5051132 | 5051132 | 443.5716 | 332.6787 | Spare Parts | 0.75 | 3.086 | 639889919891 | VX LOCK ROD SYSTEM 2200H, LH DOOR |  | 1 | 279.4501 | Catalog Non-Stocked Product | NO | LN | _E | _52 | 11 | 40 | SP
5051133 | 5051133 | 67.2071 | 50.4054 | Spare Parts | 0.75 | 0.137 | 639889919907 | VX LH DOOR LOCK LEVER |  | 1 | 42.3405 | Catalog Non-Stocked Product | NO | LN | _E | _52 | 11 | 40 | SP
5051134 | 5051134 | 111.5195 | 83.6397 | Spare Parts | 0.75 | 0.836 | 639889919914 | VX ACCESSORY BAG |  | 1 | 70.2573 | Catalog Stocked Product | YES | L8 | _E | _52 | 11 | 40 | SP
5051135 | 5051135 | 92.6868 | 69.5151 | Spare Parts | 0.75 | 0.397 | 639889919921 | VX LH CATCHS F/ 2-DOOR VX |  | 1 | 58.3927 | Catalog Non-Stocked Product | NO | LN | _E | _52 | 11 | 40 | SP
5051136 | 5051136 | 841.9356 | 631.4517 | Spare Parts | 0.75 | 3.219 | 639889919938 | VX ACCESSORY BAG ISOLATOR COVER |  | 1 | 530.4194 | Catalog Non-Stocked Product | NO | LN | _E | _52 | 11 | 40 | SP
5051137 | 5051137 | 750.0657 | 562.5493 | Spare Parts | 0.75 | 9.921 | 639889919945 | VX ROOF PANEL 0800W0400D |  | 1 | 472.5414 | Catalog Non-Stocked Product | NO | LN | _E | _52 | 11 | 4E | SP
5051138 | 5051138 | 891.6192 | 668.7144 | Spare Parts | 0.75 | 11.023 | 639889919952 | VX ROOF PANEL 1200W0400D |  | 1 | 561.7201 | Catalog Non-Stocked Product | NO | LN | _E | _52 | 11 | 4E | SP
5051139 | 5051139 | 820.8984 | 615.6738 | Spare Parts | 0.75 | 8.818 | 639889919969 | VX ROOF PANEL 0600W0500D |  | 1 | 517.166 | Catalog Non-Stocked Product | NO | LN | _E | _52 | 11 | 4E | SP
5051140 | 5051140 | 830.298 | 622.7235 | Spare Parts | 0.75 | 10.362 | 639889919976 | VX ROOF PANEL 0800W0500D |  | 1 | 523.0877 | Catalog Non-Stocked Product | NO | LN | _E | _52 | 11 | 4E | SP
5051141 | 5051141 | 1014.2616 | 760.6962 | Spare Parts | 0.75 | 11.464 | 639889919983 | VX ROOF PANEL 1200W0500D |  | 1 | 638.9848 | Catalog Non-Stocked Product | NO | LN | _E | _52 | 11 | 4E | SP
5051142 | 5051142 | 924.6297 | 693.4723 | Spare Parts | 0.75 | 9.259 | 639889919990 | VX ROOF PANEL 0600W0600D |  | 1 | 582.5167 | Catalog Non-Stocked Product | NO | LN | _E | _52 | 11 | 4E | SP
5051143 | 5051143 | 891.6192 | 668.7144 | Spare Parts | 0.75 | 17.416 | 639889920002 | VX ROOF PANEL 0800W0600D |  | 1 | 561.7201 | Catalog Non-Stocked Product | NO | LN | _E | _52 | 11 | 4E | SP
5051144 | 5051144 | 1108.7052 | 831.5289 | Spare Parts | 0.75 | 11.905 | 639889920019 | VX ROOF PANEL 1200W0600D |  | 1 | 698.4843 | Catalog Non-Stocked Product | NO | LN | _E | _52 | 11 | 4E | SP
5051145 | 5051145 | 1627.4736 | 1220.6052 | Spare Parts | 0.75 | 72.751 | 639889920026 | VX REAR PANEL 1800H0800W |  | 1 | 1025.3084 | Catalog Non-Stocked Product | NO | LN | _E | _52 | 11 | 4E | SP
5051146 | 5051146 | 2165.4888 | 1624.1166 | Spare Parts | 0.75 | 83.774 | 639889920033 | VX REAR PANEL 1800H1200W |  | 1 | 1364.2579 | Catalog Non-Stocked Product | NO | LN | _E | _52 | 11 | 4E | SP
5051147 | 5051147 | 1487.9343 | 1115.9507 | Spare Parts | 0.75 | 63.933 | 639889920040 | VX REAR PANEL 1800H0600W |  | 1 | 937.3986 | Catalog Non-Stocked Product | NO | LN | _E | _52 | 11 | 4E | SP
5051148 | 5051148 | 1580.4756 | 1185.3567 | Spare Parts | 0.75 | 68.342 | 639889920057 | VX REAR PANEL 2000H0600W |  | 1 | 995.6996 | Catalog Non-Stocked Product | NO | LN | _E | _52 | 11 | 4E | SP
5051149 | 5051149 | 1741.4997 | 1306.1248 | Spare Parts | 0.75 | 68.342 | 639889920064 | VX REAR PANEL 2000H0800W |  | 1 | 1097.1448 | Catalog Non-Stocked Product | NO | LN | _E | _52 | 11 | 4E | SP
5051150 | 5051150 | 2382.7986 | 1787.099 | Spare Parts | 0.75 | 88.183 | 639889920071 | VX REAR PANEL 2000H1200W |  | 1 | 1501.1631 | Catalog Non-Stocked Product | NO | LN | _E | _52 | 11 | 4E | SP
5051151 | 5051151 | 2382.7986 | 1787.099 | Spare Parts | 0.75 | 55.115 | 639889920088 | VX SINGLE DOOR 1800H0600W |  | 1 | 1501.1631 | Catalog Non-Stocked Product | NO | LN | _E | _52 | 11 | 4E | SP
5051152 | 5051152 | 2684.7048 | 2013.5286 | Spare Parts | 0.75 | 59.524 | 639889920095 | VX SINGLE DOOR 1800H0800W |  | 1 | 1691.364 | Catalog Non-Stocked Product | NO | LN | _E | _52 | 11 | 4E | SP
5051153 | 5051153 | 2495.4819 | 1871.6114 | Spare Parts | 0.75 | 59.524 | 639889920101 | VX SINGLE DOOR 2000H0600W |  | 1 | 1572.1536 | Catalog Non-Stocked Product | NO | LN | _E | _52 | 11 | 4E | SP
5051154 | 5051154 | 2826.9297 | 2120.1973 | Spare Parts | 0.75 | 72.751 | 639889920118 | VX SINGLE DOOR 2000H0800W |  | 1 | 1780.9657 | Catalog Non-Stocked Product | NO | LN | _E | _52 | 11 | 4E | SP
5051155 | 5051155 | 2307.7137 | 1730.7853 | Spare Parts | 0.75 | 83.774 | 639889920125 | VX DOOR DBL RH 1800H0600W |  | 1 | 1453.8596 | Catalog Non-Stocked Product | NO | LN | _E | _52 | 11 | 4E | SP
5051156 | 5051156 | 2402.9406 | 1802.2054 | Spare Parts | 0.75 | 88.183 | 639889920132 | VX DOOR DBL RH 2000H0600W |  | 1 | 1513.8526 | Catalog Non-Stocked Product | NO | LN | _E | _52 | 11 | 4E | SP
5051157 | 5051157 | 2307.7137 | 1730.7853 | Spare Parts | 0.75 | 83.774 | 639889920149 | VX DOOR DBL LH 1800H0600W |  | 1 | 1453.8596 | Catalog Non-Stocked Product | NO | LN | _E | _52 | 11 | 4E | SP
5051158 | 5051158 | 2449.8267 | 1837.37 | Spare Parts | 0.75 | 88.183 | 639889920156 | VX DOOR DBL LH 2000H0600W |  | 1 | 1543.3908 | Catalog Non-Stocked Product | NO | LN | _E | _52 | 11 | 4E | SP
5051159 | 5051159 | 72.2538 | 54.1904 | Spare Parts | 0.75 | 0.423 | 639889920163 | VX ACCESSORY BAG BASE/PLINTH |  | 1 | 45.5199 | Stocked Spare Part Product | YES | L2 | _E | _52 | 11 | 40 | SP
5051160 | 5051160 | 83.3319 | 62.4989 | Spare Parts | 0.75 | 0.478 | 639889920170 | VX ACCESSORY BAG SS BASE/PLINTH | FOR VX STAINLESS STEEL PLINTH | 1 | 52.4991 | Catalog Non-Stocked Product | NO | LN | _E | _52 | 11 | 4E | SP
5051161 | 5051161 | 64.6222 | 48.4667 | Spare Parts | 0.75 | 0.287 | 639889920187 | VX COVER BASE/PLINTH CORNER VX 100H |  | 1 | 40.712 | Catalog Non-Stocked Product | NO | LN | _E | _52 | 11 | 40 | SP
5051162 | 5051162 | 64.6222 | 48.4667 | Spare Parts | 0.75 | 0.542 | 639889920194 | VX COVER BASE/PLINTH CORNER VX 200H |  | 1 | 40.712 | Catalog Stocked Product | YES | L8 | _E | _52 | 11 | 40 | SP
5051163 | 5051163 | 130.923 | 98.1923 | Spare Parts | 0.75 | 0.002 | 639889920200 | VX 130° HINGE RETAINER |  | 20 | 82.4815 | Catalog Non-Stocked Product | NO | LN | _E | _52 | 11 | 40 | SP
5051165 | 5051165 | 87.8863 | 65.9147 | Spare Parts | 0.75 | 0.024 | 639889920217 | VX SCREW FOR BAYING BRACKET 8617500 |  | 20 | 55.3683 | Catalog Non-Stocked Product | NO | LN | _E | _52 | 11 | 40 | SP
5051169 | 5051169 | 66.0993 | 49.5745 | Spare Parts | 0.75 | 1.246 | 639889926516 | VX ACESSORY BAG PARTIAL MOUNTING PLATE |  | 1 | 41.6426 | Catalog Non-Stocked Product | NO | LN | _E | _52 | 11 | 40 | SP
5051170 | 5051170 | 123.8733 | 92.905 | Spare Parts | 0.75 | 0.483 | 639889926523 | VX DISPATCH BAG SIDE PANEL ATTACHMENT | FOR VX SIDE PANEL, SCREW-FASTENED, SST | 1 | 78.0402 | Catalog Non-Stocked Product | NO | LN | _E | _52 | 11 | 40 | SP
5051171 | 5051171 | 40.7428 | 30.5571 | Spare Parts | 0.75 | 0.002 | 639889926530 | VX FASTENING CLIP F/ LOCKING ROD |  | 48 | 25.668 | Catalog Non-Stocked Product | NO | LN | _E | _52 | 11 | 40 | SP
5051172 | 5051172 | 40.0042 | 30.0032 | Spare Parts | 0.75 | 0.015 | 639889926547 | VX SLIDE PROTECTOR |  | 20 | 25.2027 | Catalog Non-Stocked Product | NO | LN | _E | _52 | 11 | 40 | SP
5051173 | 5051173 | 41.8506 | 31.388 | Spare Parts | 0.75 | 0.007 | 639889926554 | VX FASTENING CLIP F/ ADJACENT DOOR |  | 20 | 26.3659 | Catalog Non-Stocked Product | NO | LN | _E | _52 | 11 | 40 | SP
5051174 | 5051174 | 45.2971 | 33.9728 | Spare Parts | 0.75 | 0.586 | 639889926561 | VX ACCESSORY BAG DIVIDER PANEL |  | 1 | 28.5372 | Catalog Non-Stocked Product | NO | LN | _E | _52 | 11 | 40 | SP
5051175 | 5051175 | 100.9338 | 75.7004 | Spare Parts | 0.75 | 0.575 | 639889926578 | VX SEAL FOR DIVIDER PANEL |  | 1 | 63.5883 | Catalog Non-Stocked Product | NO | LN | _E | _52 | 11 | 40 | SP
5051176 | 5051176 | 180.8304 | 135.6228 | Spare Parts | 0.75 | 1.601 | 639889926585 | VX MOUNTINGPLATE ATTACHMENT | FOR VX BYING ENCLOSURE SYSTEM, SST | 1 | 113.9232 | Catalog Non-Stocked Product | NO | LN | _E | _52 | 11 | 40 | SP
5051177 | 5051177 | 128.4612 | 96.3459 | Spare Parts | 0.75 | 0.295 | 639889926592 | VX DISPATCH BAG REAR PANEL ATTACHMENT | FOR VX BYING ENCLOSURE SYSTEM, SST | 1 | 80.9306 | Catalog Non-Stocked Product | NO | LN | _E | _52 | 11 | 40 | SP
5051178 | 5051178 | 290.4924 | 217.8693 | Spare Parts | 0.75 | 0.794 | 639889926608 | VX STD LOCK COVER | FOR VX BAYING ENCLOSURE SYSTEM, SST | 1 | 183.0102 | Catalog Non-Stocked Product | NO | LN | _E | _52 | 11 | 40 | SP
5051179 | 5051179 | 180.8304 | 135.6228 | Spare Parts | 0.75 | 0.185 | 639889926615 | VX 130DEG HINGE; T304 SS | 1 EA = 4 PC | 4 | 113.9232 | Catalog Non-Stocked Product | NO | LN | _E | _52 | 11 | 4E | SP
5051188 | 5051188 | 62.2835 | 46.7127 | Spare Parts | 0.75 | 0.22 | 639889926622 | VX MOUNTING BRACKET F/ PLINTH 100MM | FOR PLINTH TRIMS, LATERAL, 100MM HIGH | 4 | 39.2386 | Catalog Non-Stocked Product | NO | LN | _E | _52 | 11 | 40 | SP
5051189 | 5051189 | 119.0616 | 89.2962 | Spare Parts | 0.75 | 0.597 | 639889926639 | VX MOUNTING BRACKET F/ PLINTH 200MM | FOR PLINTH TRIMS, LATERAL, 200MM HIGH | 4 | 75.0088 | Catalog Non-Stocked Product | NO | LN | _E | _52 | 11 | 40 | SP
5051204 | 5051204 | 152.4078 | 114.3058 | Spare Parts | 0.75 | 0.75 | 639889926646 | VXIT Brush strip version 1200mm | VXIT BRUSH STRIP VERSION 1200MM | 2 | 96.0169 | Catalog Non-Stocked Product | NO | LN | _E | _52 | 14 | 40 | SP
5051300 | 5051300 | 147.4842 | 110.6132 | Spare Parts | 0.75 | 0.816 | 639889921320 | AX ACCESSORY BAG SMALL ENCL |  | 1 | 92.915 | Stocked Spare Part Product | YES | L2 | _E | _52 | 11 | 40 | SP
5051301 | 5051301 | 159.4575 | 119.5931 | Spare Parts | 0.75 | 0.968 | 639889921337 | AX ACCESSORY BAG MEDIUM ENCL |  | 1 | 100.4582 | Stocked Spare Part Product | YES | L2 | _E | _52 | 11 | 40 | SP
5051302 | 5051302 | 182.9565 | 137.2174 | Spare Parts | 0.75 | 1.135 | 639889921344 | AX ACCESSORY BAG 1100/1110/1130 |  | 1 | 115.2626 | Stocked Spare Part Product | YES | L2 | _E | _52 | 11 | 40 | SP
5051303 | 5051303 | 147.4842 | 110.6132 | Spare Parts | 0.75 | 0.78 | 639889921351 | AX ACCESSORY BAG 1114-1281 |  | 1 | 92.915 | Stocked Spare Part Product | YES | L2 | _E | _52 | 11 | 40 | SP
5051304 | 5051304 | 119.0616 | 89.2962 | Spare Parts | 0.75 | 0.946 | 639889926653 | AX ACCESSORY BAG |  | 1 | 75.0088 | Catalog Non-Stocked Product | NO | LN | _E | _52 | 11 | 40 | SP
5051310 | 5051310 | 147.4842 | 110.6132 | Spare Parts | 0.75 | 0.273 | 639889921368 | KX ACCESSORY BAG W/6 LID FASTENERS |  | 1 | 92.915 | Stocked Spare Part Product | YES | L2 | _E | _52 | 11 | 40 | SP
5051311 | 5051311 | 147.4842 | 110.6132 | Spare Parts | 0.75 | 0.421 | 639889921375 | KX-EB ACCESSORY BAG |  | 1 | 92.915 | Stocked Spare Part Product | YES | L2 | _E | _52 | 11 | 40 | SP
5051313 | 5051313 | 117.9426 | 88.457 | Spare Parts | 0.75 | 0.082 | 639889921399 | REPLACEMENT HINGES F/ AX CARBON |  | 2 | 74.3038 | Stocked Spare Part Product | YES | L2 | _E | _52 | 11 | 40 | SP
5051314 | 5051314 | 125.8875 | 94.4156 | Spare Parts | 0.75 | 4.433 | 639889921405 | AX DOOR 0400H0300W RAL7035 |  | 1 | 79.3091 | Stocked Spare Part Product | YES | L2 | _E | _52 | 11 | 40 | SP
5051315 | 5051315 | 153.8625 | 115.3969 | Spare Parts | 0.75 | 7.526 | 639889921412 | AX DOOR 0380H0600W RAL7035 |  | 1 | 96.9334 | Stocked Spare Part Product | YES | L2 | _E | _52 | 11 | 40 | SP
5051316 | 5051316 | 129.2445 | 96.9334 | Spare Parts | 0.75 | 5.115 | 639889921429 | AX DOOR 0380H0380W RAL7035 |  | 1 | 81.424 | Stocked Spare Part Product | YES | L2 | _E | _52 | 11 | 40 | SP
5051317 | 5051317 | 122.1948 | 91.6461 | Spare Parts | 0.75 | 4.041 | 639889921436 | AX DOOR 0300H0380W RAL7035 |  | 1 | 76.9827 | Stocked Spare Part Product | YES | L2 | _E | _52 | 11 | 40 | SP
5051318 | 5051318 | 115.5927 | 86.6945 | Spare Parts | 0.75 | 3.369 | 639889921443 | AX DOOR 0300H0300W RAL7035 |  | 1 | 72.8234 | Stocked Spare Part Product | YES | L2 | _E | _52 | 11 | 40 | SP
5051319 | 5051319 | 518.9922 | 389.2441 | Spare Parts | 0.75 | 27.381 | 639889921450 | AX DOOR 1200H0600W RAL7035 |  | 1 | 326.9651 | Catalog Non-Stocked Product | NO | LN | _E | _52 | 11 | 40 | SP
5051320 | 5051320 | 589.8249 | 442.3687 | Spare Parts | 0.75 | 35.758 | 639889921467 | AX DOOR 1200H0800W RAL7035 |  | 1 | 371.5897 | Catalog Non-Stocked Product | NO | LN | _E | _52 | 11 | 40 | SP
5051321 | 5051321 | 180.7185 | 135.5389 | Spare Parts | 0.75 | 8.245 | 639889921474 | AX DOOR 0500H0500W RAL7035 |  | 1 | 113.8527 | Stocked Spare Part Product | YES | L2 | _E | _52 | 11 | 40 | SP
5051322 | 5051322 | 231.1854 | 173.389 | Spare Parts | 0.75 | 12.125 | 639889921481 | AX DOOR 0600H0600W RAL7035 |  | 1 | 145.6468 | Stocked Spare Part Product | YES | L2 | _E | _52 | 11 | 40 | SP
5051323 | 5051323 | 402.9519 | 302.2139 | Spare Parts | 0.75 | 31.129 | 639889921498 | AX DOOR 1000H0800W RAL7035 |  | 1 | 253.8597 | Stocked Spare Part Product | YES | L2 | _E | _52 | 11 | 40 | SP
5051324 | 5051324 | 153.8625 | 115.3969 | Spare Parts | 0.75 | 7.738 | 639889921504 | AX DOOR 0600H0380W RAL7035 |  | 1 | 96.9334 | Stocked Spare Part Product | YES | L2 | _E | _52 | 11 | 40 | SP
5051325 | 5051325 | 146.2533 | 109.69 | Spare Parts | 0.75 | 6.834 | 639889921511 | AX DOOR 0500H0400W RAL7035 |  | 1 | 92.1396 | Stocked Spare Part Product | YES | L2 | _E | _52 | 11 | 40 | SP
5051326 | 5051326 | 243.942 | 182.9565 | Spare Parts | 0.75 | 13.58 | 639889921528 | AX DOOR 0800H0400W RAL7035 |  | 1 | 153.6835 | Catalog Non-Stocked Product | NO | LN | _E | _52 | 11 | 40 | SP
5051327 | 5051327 | 247.299 | 185.4743 | Spare Parts | 0.75 | 14.727 | 639889921535 | AX DOOR 0700H0500W RAL7035 |  | 1 | 155.7984 | Stocked Spare Part Product | YES | L2 | _E | _52 | 11 | 40 | SP
5051328 | 5051328 | 248.3061 | 186.2296 | Spare Parts | 0.75 | 18.739 | 639889921542 | AX DOOR 0760H0600W RAL7035 |  | 1 | 156.4328 | Stocked Spare Part Product | YES | L2 | _E | _52 | 11 | 40 | SP
5051329 | 5051329 | 282.0999 | 211.5749 | Spare Parts | 0.75 | 19.841 | 639889921559 | AX DOOR 0800H0600W RAL7035 |  | 1 | 177.7229 | Stocked Spare Part Product | YES | L2 | _E | _52 | 11 | 40 | SP
5051330 | 5051330 | 360.9894 | 270.7421 | Spare Parts | 0.75 | 25.353 | 639889921566 | AX DOOR 1000H0600W RAL7035 |  | 1 | 227.4233 | Stocked Spare Part Product | YES | L2 | _E | _52 | 11 | 40 | SP
5051331 | 5051331 | 304.2561 | 228.1921 | Spare Parts | 0.75 | 23.126 | 639889921573 | AX DOOR 0760H0760W RAL7035 |  | 1 | 191.6813 | Stocked Spare Part Product | YES | L2 | _E | _52 | 11 | 40 | SP
5051332 | 5051332 | 284.1141 | 213.0856 | Spare Parts | 0.75 | 18.915 | 639889921580 | AX DOOR 0600H0800W RAL7035 |  | 1 | 178.9919 | Stocked Spare Part Product | YES | L2 | _E | _52 | 11 | 40 | SP
5051333 | 5051333 | 727.9095 | 545.9321 | Spare Parts | 0.75 | 30.864 | 639889921597 | AX DOOR RH 1200H0600W RAL7035 |  | 1 | 458.583 | Catalog Non-Stocked Product | NO | LN | _E | _52 | 11 | 40 | SP
5051334 | 5051334 | 708.6627 | 531.497 | Spare Parts | 0.75 | 29.762 | 639889921603 | AX DOOR RH 1400H0500W RAL7035 |  | 1 | 446.4575 | Catalog Non-Stocked Product | NO | LN | _E | _52 | 11 | 40 | SP
5051335 | 5051335 | 662.448 | 496.836 | Spare Parts | 0.75 | 23.236 | 639889921610 | AX DOOR RH 1200H0500W RAL7035 |  | 1 | 417.3422 | Catalog Non-Stocked Product | NO | LN | _E | _52 | 11 | 40 | SP
5051336 | 5051336 | 579.8658 | 434.8994 | Spare Parts | 0.75 | 30.864 | 639889921627 | AX DOOR LH 1200H0600W RAL7035 |  | 1 | 365.3155 | Catalog Non-Stocked Product | NO | LN | _E | _52 | 11 | 40 | SP
5051337 | 5051337 | 560.5071 | 420.3803 | Spare Parts | 0.75 | 30.159 | 639889921634 | AX DOOR LH 1400H0500W RAL7035 |  | 1 | 353.1195 | Catalog Non-Stocked Product | NO | LN | _E | _52 | 11 | 40 | SP
5051338 | 5051338 | 506.2356 | 379.6767 | Spare Parts | 0.75 | 25.838 | 639889921641 | AX DOOR LH 1200H0500W RAL7035 |  | 1 | 318.9284 | Catalog Non-Stocked Product | NO | LN | _E | _52 | 11 | 40 | SP
5051339 | 5051339 | 493.1433 | 369.8575 | Spare Parts | 0.75 | 21.561 | 639889921658 | AX DOOR LH 1000H0500W RAL7035 |  | 1 | 310.6803 | Catalog Non-Stocked Product | NO | LN | _E | _52 | 11 | 40 | SP
5051340 | 5051340 | 368.3748 | 276.2811 | Spare Parts | 0.75 | 16.578 | 639889921665 | AX DOOR LH 0760H0500W RAL7035 |  | 1 | 232.0761 | Stocked Spare Part Product | YES | L2 | _E | _52 | 11 | 40 | SP
5051341 | 5051341 | 353.3802 | 265.0351 | Spare Parts | 0.75 | 20.37 | 639889921672 | AX DOOR RH 1000H0500W RAL7035 |  | 1 | 222.6295 | Catalog Non-Stocked Product | NO | LN | _E | _52 | 11 | 40 | SP
5051342 | 5051342 | 267.441 | 200.5807 | Spare Parts | 0.75 | 13.536 | 639889921689 | AX DOOR RH 0760H0500W RAL7035 |  | 1 | 168.4878 | Stocked Spare Part Product | YES | L2 | _E | _52 | 11 | 40 | SP
5051368 | 5051368 | 75.4542 | 56.5906 | Spare Parts | 0.75 | 2.52 | 639889921696 | AX MOUNTING PANEL 0300H0300W ZINC |  | 1 | 47.5361 | Stocked Spare Part Product | YES | L2 | _E | _52 | 11 | 40 | SP
5051369 | 5051369 | 92.0713 | 69.0535 | Spare Parts | 0.75 | 3.604 | 639889921702 | AX MOUNTING PANEL 0400H0300W ZINC |  | 1 | 58.0049 | Stocked Spare Part Product | YES | L2 | _E | _52 | 11 | 40 | SP
5051370 | 5051370 | 82.5934 | 61.945 | Spare Parts | 0.75 | 3.263 | 639889921719 | AX MOUNTING PANEL 0300H0380W ZINC |  | 1 | 52.0338 | Stocked Spare Part Product | YES | L2 | _E | _52 | 11 | 40 | SP
5051371 | 5051371 | 100.0722 | 75.0541 | Spare Parts | 0.75 | 4.497 | 639889921726 | AX MOUNTING PANEL 0380H0380W ZINC |  | 1 | 63.0455 | Stocked Spare Part Product | YES | L2 | _E | _52 | 11 | 40 | SP
5051372 | 5051372 | 118.3902 | 88.7926 | Spare Parts | 0.75 | 6.217 | 639889921733 | AX MOUNTING PANEL 0500H0400W ZINC |  | 1 | 74.5858 | Stocked Spare Part Product | YES | L2 | _E | _52 | 11 | 40 | SP
5051374 | 5051374 | 125.8875 | 94.4156 | Spare Parts | 0.75 | 8.377 | 639889921740 | AX MOUNTING PANEL 0600H0380W ZINC |  | 1 | 79.3091 | Stocked Spare Part Product | YES | L2 | _E | _52 | 11 | 40 | SP
5051375 | 5051375 | 147.708 | 110.781 | Spare Parts | 0.75 | 9.436 | 639889921757 | AX MOUNTING PANEL 0500H0500W ZINC |  | 1 | 93.056 | Stocked Spare Part Product | YES | L2 | _E | _52 | 11 | 40 | SP
5051376 | 5051376 | 174.6759 | 131.0069 | Spare Parts | 0.75 | 13.448 | 639889921764 | AX MOUNTING PANEL 0700H0500W ZINC |  | 1 | 110.0458 | Stocked Spare Part Product | YES | L2 | _E | _52 | 11 | 40 | SP
5051377 | 5051377 | 125.8875 | 94.4156 | Spare Parts | 0.75 | 8.624 | 639889921771 | AX MOUNTING PANEL 0380H0600W ZINC |  | 1 | 79.3091 | Stocked Spare Part Product | YES | L2 | _E | _52 | 11 | 40 | SP
5051378 | 5051378 | 179.2638 | 134.4478 | Spare Parts | 0.75 | 14.043 | 639889921788 | AX MOUNTING PANEL 0600H0600W ZINC |  | 1 | 112.9362 | Stocked Spare Part Product | YES | L2 | _E | _52 | 11 | 40 | SP
5051379 | 5051379 | 199.182 | 149.3865 | Spare Parts | 0.75 | 18.034 | 639889921795 | AX MOUNTING PANEL 0760H0600W ZINC |  | 1 | 125.4847 | Stocked Spare Part Product | YES | L2 | _E | _52 | 11 | 40 | SP
5051380 | 5051380 | 207.5745 | 155.6809 | Spare Parts | 0.75 | 18.078 | 639889921801 | AX MOUNTING PANEL 0600H0800W ZINC |  | 1 | 130.7719 | Stocked Spare Part Product | YES | L2 | _E | _52 | 11 | 40 | SP
5051381 | 5051381 | 172.326 | 129.2445 | Spare Parts | 0.75 | 12.478 | 639889921818 | AX MOUNTING PANEL 0800H0400W ZINC |  | 1 | 108.5654 | Catalog Non-Stocked Product | NO | LN | _E | _52 | 11 | 40 | SP
5051382 | 5051382 | 207.5745 | 155.6809 | Spare Parts | 0.75 | 19.092 | 639889921825 | AX MOUNTING PANEL 0800H0600W ZINC |  | 1 | 130.7719 | Stocked Spare Part Product | YES | L2 | _E | _52 | 11 | 40 | SP
5051383 | 5051383 | 266.6577 | 199.9933 | Spare Parts | 0.75 | 23.955 | 639889921832 | AX MOUNTING PANEL 1000H0600W ZINC |  | 1 | 167.9944 | Stocked Spare Part Product | YES | L2 | _E | _52 | 11 | 40 | SP
5051384 | 5051384 | 296.7588 | 222.5691 | Spare Parts | 0.75 | 28.924 | 639889921849 | AX MOUNTING PANEL 1200H0600W ZINC |  | 1 | 186.958 | Stocked Spare Part Product | YES | L2 | _E | _52 | 11 | 40 | SP
5051385 | 5051385 | 229.2831 | 171.9623 | Spare Parts | 0.75 | 23.148 | 639889921856 | AX MOUNTING PANEL 0760H0760W ZINC |  | 1 | 144.4484 | Stocked Spare Part Product | YES | L2 | _E | _52 | 11 | 40 | SP
5051386 | 5051386 | 316.1175 | 237.0881 | Spare Parts | 0.75 | 33.069 | 639889921863 | AX MOUNTING PANEL 1000H0800W ZINC |  | 1 | 199.154 | Stocked Spare Part Product | YES | L2 | _E | _52 | 11 | 40 | SP
5051387 | 5051387 | 339.7284 | 254.7963 | Spare Parts | 0.75 | 38.58 | 639889921870 | AX MOUNTING PANEL 1200H0800W ZINC |  | 1 | 214.0289 | Catalog Non-Stocked Product | NO | LN | _E | _52 | 11 | 40 | SP
5051388 | 5051388 | 302.0181 | 226.5136 | Spare Parts | 0.75 | 30.864 | 639889921887 | AX MOUNTING PANEL 0760H1000W ZINC |  | 1 | 190.2714 | Stocked Spare Part Product | YES | L2 | _E | _52 | 11 | 40 | SP
5051389 | 5051389 | 349.128 | 261.846 | Spare Parts | 0.75 | 41.887 | 639889921894 | AX MOUNTING PANEL 1000H1000W ZINC |  | 1 | 219.9506 | Catalog Non-Stocked Product | NO | LN | _E | _52 | 11 | 40 | SP
5051390 | 5051390 | 424.6605 | 318.4954 | Spare Parts | 0.75 | 49.603 | 639889921900 | AX MOUNTING PANEL 1200H1000W ZINC |  | 1 | 267.5361 | Catalog Non-Stocked Product | NO | LN | _E | _52 | 11 | 40 | SP
5051391 | 5051391 | 481.17 | 360.8775 | Spare Parts | 0.75 | 57.319 | 639889921917 | AX MOUNTING PANEL 1400H1000W ZINC |  | 1 | 303.1371 | Catalog Non-Stocked Product | NO | LN | _E | _52 | 11 | 40 | SP
5051392 | 5051392 | 518.9922 | 389.2441 | Spare Parts | 0.75 | 60.626 | 639889921924 | AX MOUNTING PANEL 1200H1200W ZINC |  | 1 | 326.9651 | Catalog Non-Stocked Product | NO | LN | _E | _52 | 11 | 40 | SP
5051394 | 5051394 | 90.4711 | 67.8534 | Spare Parts | 0.75 | 3.772 | 639889926677 | AX MOUNTING PLATE F/ 300H380W | FOR ENCLOSURE WXH 380X300 | 1 | 56.9968 | Catalog Non-Stocked Product | NO | LN | _E | _52 | 11 | 40 | SP
5051395 | 5051395 | 153.5268 | 115.1451 | Spare Parts | 0.75 | 2.866 | 639889921931 | AX GLAND PLATE WxD 436x221 |  | 1 | 96.7219 | Catalog Non-Stocked Product | NO | LN | _E | _52 | 11 | 40 | SP
5051396 | 5051396 | 147.4842 | 110.6132 | Spare Parts | 0.75 | 1.497 | 639889921948 | AX GLAND PLATE WxD 339x149 |  | 1 | 92.915 | Stocked Spare Part Product | YES | L2 | _E | _52 | 11 | 40 | SP
5051397 | 5051397 | 147.4842 | 110.6132 | Spare Parts | 0.75 | 1.177 | 639889921955 | AX GLAND PLATE WxD 256x149 |  | 1 | 92.915 | Stocked Spare Part Product | YES | L2 | _E | _52 | 11 | 40 | SP
5051398 | 5051398 | 147.4842 | 110.6132 | Spare Parts | 0.75 | 1.764 | 639889921962 | AX GLAND PLATE WxD 447x149 |  | 1 | 92.915 | Stocked Spare Part Product | YES | L2 | _E | _52 | 11 | 40 | SP
5051399 | 5051399 | 153.5268 | 115.1451 | Spare Parts | 0.75 | 2.293 | 639889921979 | AX GLAND PLATE WxD 534x149 |  | 1 | 96.7219 | Stocked Spare Part Product | YES | L2 | _E | _52 | 11 | 40 | SP
5051400 | 5051400 | 147.4842 | 110.6132 | Spare Parts | 0.75 | 2.69 | 639889921986 | AX GLAND PLATE WxD 401x221 |  | 1 | 92.915 | Catalog Non-Stocked Product | NO | LN | _E | _52 | 11 | 40 | SP
5051401 | 5051401 | 147.4842 | 110.6132 | Spare Parts | 0.75 | 1.984 | 639889921993 | AX GLAND PLATE WxD 301x221 |  | 1 | 92.915 | Stocked Spare Part Product | YES | L2 | _E | _52 | 11 | 40 | SP
5051402 | 5051402 | 384.7122 | 288.5342 | Spare Parts | 0.75 | 0.009 | 639889922006 | AX BAJONETT RING |  | 10 | 242.3687 | Stocked Spare Part Product | YES | L2 | _E | _52 | 11 | 40 | SP
5051405 | 5051405 | 119.0616 | 89.2962 | Spare Parts | 0.75 | 0.489 | 639889926684 | KX GLAND PLATE WXD 220X90MM |  | 2 | 75.0088 | Catalog Non-Stocked Product | NO | LN | _E | _52 | 11 | 40 | SP
5051406 | 5051406 | 59.8217 | 44.8663 | Spare Parts | 0.75 | 0.209 | 639889926691 | AX IT Accessory bag |  | 1 | 37.6877 | Catalog Non-Stocked Product | NO | LN | _E | _52 | 11 | 40 | SP
5051407 | 5051407 | 97.6104 | 73.2078 | Spare Parts | 0.75 | 0.007 | 639889926707 | AX Thread forming screw M5x10 TX25 | FOR GLAND PLATE | 48 | 61.4945 | Catalog Non-Stocked Product | NO | LN | _E | _52 | 11 | 40 | SP
5051408 | 5051408 | 70.2844 | 42.1706 | Industrial Advanced | 0.6 | 0.06 | 639889930933 | AX Lock plate for locking rod |  | 1 | 44.2792 | Catalog Non-Stocked Product | NO | LN | _E | _52 | 11 | 40 | 14
5051409 | 5051409 | 77.7929 | 58.3447 | Spare Parts | 0.75 | 0.205 | 639889930940 | AX Lock enclosure plastic |  | 1 | 49.0095 | Catalog Non-Stocked Product | NO | LN | _E | _52 | 11 | 40 | SP
5051413 | 5051413 | 172.4379 | 103.4627 | Industrial Advanced | 0.6 | 2.072 | 639889931671 | AX Locking rod 1400mm |  | 1 | 108.6359 | Non-Stocked Spare Part Product | NO | LN | _E | _52 | 11 | 40 | 14
5051500 | 5051500 | 382.0266 | 286.5199 | Spare Parts | 0.75 | 0.278 | 639889920224 | AS LIMIT SWITCH, REFERENCE X/Y-AXIS |  | 1 | 240.6768 | Catalog Stocked Product | YES | L8 | _E | _52 | 15 | 40 | SP
5051502 | 5051502 | 1401.4356 | 1051.0767 | Spare Parts | 0.75 | 2.914 | 639889920248 | AS FAN F/ HSD SPINDLE; ES 939 |  | 1 | 882.9044 | Catalog Non-Stocked Product | NO | LN | _E | _52 | 15 | 40 | SP
5051503 | 5051503 | 5606.0781 | 4204.5586 | Spare Parts | 0.75 | 16.093 | 639889920255 | AS Y-AXIS MOTOR; FMD 056-04-45-SBN |  | 1 | 3531.8292 | Catalog Non-Stocked Product | NO | LN | _E | _52 | 15 | 40 | SP
5051504 | 5051504 | 1917.7422 | 1438.3066 | Spare Parts | 0.75 | 0.606 | 639889931688 | AS PRINTER MAINTENANCE KIT-FOR 6/18 MOS |  | 1 | 1208.1776 | Catalog Non-Stocked Product | NO | LN | _E | _52 | 15 | 40 | SP
5051505 | 5051505 | 3320.4087 | 2490.3065 | Spare Parts | 0.75 | 13.228 | 639889920262 | AS X-AXIS MOTOR; FMD 056-03-60-SNN |  | 1 | 2091.8575 | Catalog Non-Stocked Product | NO | LN | _E | _52 | 15 | 40 | SP
5051506 | 5051506 | 3179.8623 | 2384.8967 | Spare Parts | 0.75 | 0 | 639889920279 | AS Z-AXIS MOTOR; FMD 056-01-60-SBN |  | 1 | 2003.3132 | Catalog Non-Stocked Product | NO | LN | _E | _52 | 15 | 40 | SP
5051507 | 5051507 | 5225.6181 | 3919.2136 | Spare Parts | 0.75 | 0 | 639889920286 | AS Z-AXIS MOTOR; FMD 028-D8-60-SNN |  | 1 | 3292.1394 | Catalog Non-Stocked Product | NO | LN | _E | _52 | 15 | 40 | SP
5051508 | 5051508 | 3576.1002 | 2682.0752 | Spare Parts | 0.75 | 17.637 | 639889920293 | AS Y-AXIS MOTOR; FMD 056-03-60-SBN |  | 1 | 2252.9431 | Catalog Non-Stocked Product | NO | LN | _E | _52 | 15 | 40 | SP
5051509 | 5051509 | 5225.6181 | 3919.2136 | Spare Parts | 0.75 | 11.023 | 639889920309 | AS X-AXIS MOTOR; FMD 056-03-60-MNK |  | 1 | 3292.1394 | Catalog Non-Stocked Product | NO | LN | _E | _52 | 15 | 40 | SP
5051510 | 5051510 | 1095.9486 | 821.9615 | Spare Parts | 0.75 | 0.827 | 639889920316 | AS 5/2-WAY VALVE; R1/4 0820 023 037 |  | 1 | 690.4476 | Catalog Non-Stocked Product | NO | LN | _E | _52 | 15 | 40 | SP
5051511 | 5051511 | 1591.7775 | 1193.8331 | Spare Parts | 0.75 | 1.162 | 639889920323 | AS 5/2-WAY MAG VALVE; R1/4 0820 023 511 |  | 1 | 1002.8198 | Catalog Non-Stocked Product | NO | LN | _E | _52 | 15 | 40 | SP
5051531 | 5051531 | 672.1833 | 504.1375 | Spare Parts | 0.75 | 0.624 | 639889920514 | AS 5/2-WAY VALVE; R1/4 0820 058 411 |  | 1 | 423.4755 | Catalog Non-Stocked Product | NO | LN | _E | _52 | 15 | 40 | SP
5051532 | 5051532 | 621.7164 | 466.2873 | Spare Parts | 0.75 | 0.838 | 639889920521 | AS MAGNETIC VALVE; TC15-5 / 2XX-DO-024DC |  | 1 | 391.6813 | Catalog Non-Stocked Product | NO | LN | _E | _52 | 15 | 40 | SP
5051533 | 5051533 | 672.1833 | 504.1375 | Spare Parts | 0.75 | 0.626 | 639889920538 | AS MAGNETIC VALVE; TC15-5 / 2XX-SR-024DC |  | 1 | 423.4755 | Catalog Non-Stocked Product | NO | LN | _E | _52 | 15 | 40 | SP
5051534 | 5051534 | 369.7176 | 277.2882 | Spare Parts | 0.75 | 0.948 | 639889920545 | AS PRESSURE CONTROLLER |  | 1 | 232.9221 | Catalog Non-Stocked Product | NO | LN | _E | _52 | 15 | 40 | SP
5051535 | 5051535 | 960.4377 | 720.3283 | Spare Parts | 0.75 | 3.616 | 639889920552 | AS MAINTENANCE UNIT |  | 1 | 605.0758 | Catalog Non-Stocked Product | NO | LN | _E | _52 | 15 | 40 | SP
5051536 | 5051536 | 497.7312 | 373.2984 | Spare Parts | 0.75 | 2.063 | 639889920569 | AS OIL FOG LUBRICATOR; NL 4 |  | 1 | 313.5707 | Catalog Non-Stocked Product | NO | LN | _E | _52 | 15 | 40 | SP
5051538 | 5051538 | 3137.3403 | 2353.0052 | Spare Parts | 0.75 | 1.195 | 639889931695 | AS PRINTER MAINTENANCE KIT-FOR 12 MOS |  | 1 | 1976.5244 | Catalog Non-Stocked Product | NO | LN | _E | _52 | 15 | 40 | SP
5051539 | 5051539 | 1821.732 | 1366.299 | Spare Parts | 0.75 | 0 | 639889931701 | AS PRINTER MAINTENANCE KIT-FOR 12 MOS |  | 1 | 1147.6912 | Catalog Non-Stocked Product | NO | LN | _E | _52 | 15 | 40 | SP
5051540 | 5051540 | 455.5449 | 341.6587 | Spare Parts | 0.75 | 0 | 639889931718 | AS TUBE FOR PRINTER |  | 1 | 286.9933 | Catalog Non-Stocked Product | NO | LN | _E | _52 | 15 | 40 | SP
5051541 | 5051541 | 724.4406 | 543.3305 | Spare Parts | 0.75 | 0 | 639889931725 | AS TUBE FOR PRINTER |  | 1 | 456.3976 | Catalog Non-Stocked Product | NO | LN | _E | _52 | 15 | 40 | SP
5051545 | 5051545 | 2422.4112 | 1816.8084 | Spare Parts | 0.75 | 2.337 | 639889920583 | AS BALL SCREW DRIVE |  | 1 | 1526.1191 | Catalog Non-Stocked Product | NO | LN | _E | _52 | 15 | 40 | SP
5051547 | 5051547 | 551.3313 | 413.4985 | Spare Parts | 0.75 | 1.005 | 639889920590 | AS HTD TOOTHED WASHER D55 |  | 1 | 347.3387 | Catalog Non-Stocked Product | NO | LN | _E | _52 | 15 | 40 | SP
5051548 | 5051548 | 318.0198 | 238.5148 | Spare Parts | 0.75 | 0.478 | 639889920606 | AS HTD TOOTHED WASHER D37 |  | 1 | 200.3525 | Catalog Non-Stocked Product | NO | LN | _E | _52 | 15 | 40 | SP
5051550 | 5051550 | 21369.9906 | 16027.4929 | Spare Parts | 0.75 | 55.776 | 639889920613 | AS HSD SPDL; ES 951 |  | 1 | 13463.0941 | Catalog Non-Stocked Product | NO | LN | _E | _52 | 15 | 40 | SP
5051551 | 5051551 | 4394.8725 | 3296.1544 | Spare Parts | 0.75 | 16.027 | 639889920620 | AS MOTOR Y-AXIS; E-SL-063-06-45-01-BNO |  | 1 | 2768.7697 | Catalog Non-Stocked Product | NO | LN | _E | _52 | 15 | 40 | SP
5051552 | 5051552 | 3066.7314 | 2300.0485 | Spare Parts | 0.75 | 16.049 | 639889920637 | AS MOTOR X-AXIS; E-SM-063-04-45-01-NNO |  | 1 | 1932.0408 | Catalog Non-Stocked Product | NO | LN | _E | _52 | 15 | 40 | SP
5051553 | 5051553 | 3586.8426 | 2690.1319 | Spare Parts | 0.75 | 16.027 | 639889920644 | AS MOTOR Z-AXIS; E-SL-056-E4-60-01-BNO |  | 1 | 2259.7108 | Catalog Non-Stocked Product | NO | LN | _E | _52 | 15 | 40 | SP
5051554 | 5051554 | 3479.8662 | 2609.8997 | Spare Parts | 0.75 | 16.027 | 639889920651 | AS MOTOR Z-AXIS; FMR 028-D8-60-RNK |  | 1 | 2192.3157 | Catalog Non-Stocked Product | NO | LN | _E | _52 | 15 | 40 | SP
5051555 | 5051555 | 3940.2228 | 2955.1671 | Spare Parts | 0.75 | 12.346 | 639889920668 | AS SUPPLY MODULE P15-D |  | 1 | 2482.3404 | Catalog Non-Stocked Product | NO | LN | _E | _52 | 15 | 40 | SP
5051556 | 5051556 | 5990.9022 | 4493.1767 | Spare Parts | 0.75 | 16.049 | 639889920675 | AS CONTROLLER EDARC C04; X-AXIS |  | 1 | 3774.2684 | Catalog Non-Stocked Product | NO | LN | _E | _52 | 15 | 40 | SP
5051557 | 5051557 | 8339.3475 | 6254.5106 | Spare Parts | 0.75 | 15.432 | 639889920682 | AS CONTROLLER EDARC C04D; Y/Z-AXIS |  | 1 | 5253.7889 | Catalog Non-Stocked Product | NO | LN | _E | _52 | 15 | 40 | SP
5051558 | 5051558 | 9693.1137 | 7269.8353 | Spare Parts | 0.75 | 15.432 | 639889920699 | AS CONTROLLER EDARC C32; C-AXIS HSD SPDL |  | 1 | 6106.6616 | Catalog Non-Stocked Product | NO | LN | _E | _52 | 15 | 40 | SP
5051559 | 5051559 | 99.0539 | 74.2904 | Spare Parts | 0.75 | 0 | 639889920705 | AS GUIDE SHAFT |  | 1 | 62.4039 | Catalog Non-Stocked Product | NO | LN | _E | _52 | 15 | 40 | SP
5051561 | 5051561 | 211.491 | 158.6182 | Spare Parts | 0.75 | 0.042 | 639889920712 | AS W-AXIS COUPLING |  | 1 | 133.2393 | Catalog Stocked Product | YES | L8 | _E | _52 | 15 | 40 | SP
5051562 | 5051562 | 7026.8724 | 5270.1543 | Spare Parts | 0.75 | 8.862 | 639889920729 | AS SERVO MODUL A 04-18.XX |  | 1 | 4426.9296 | Catalog Non-Stocked Product | NO | LN | _E | _52 | 15 | 40 | SP
5051564 | 5051564 | 67.9792 | 50.9844 | Spare Parts | 0.75 | 0.029 | 639889931787 | AS PROTECTIVE CAP FOR DOOR LATCH; BOTTOM |  | 1 | 42.8269 | Catalog Non-Stocked Product | NO | LN | _E | _52 | 15 | 40 | SP
5051565 | 5051565 | 51.4516 | 38.5887 | Spare Parts | 0.75 | 0.205 | 639889931794 | AS SET HOLDING CATCH/TRANSPORT CATCH |  | 1 | 32.4145 | Catalog Non-Stocked Product | NO | LN | _E | _52 | 15 | 40 | SP
5051566 | 5051566 | 92.3846 | 69.2885 | Spare Parts | 0.75 | 0.203 | 639889931800 | AS FERRULE CUTTING BLADE |  | 1 | 58.2023 | Catalog Non-Stocked Product | NO | LN | _E | _52 | 15 | 40 | SP
5051567 | 5051567 | 435.9624 | 326.9718 | Spare Parts | 0.75 | 0.229 | 639889931817 | AS INITIATOR S1 |  | 1 | 274.6563 | Catalog Non-Stocked Product | NO | LN | _E | _52 | 15 | 40 | SP
5051568 | 5051568 | 419.9607 | 314.9705 | Spare Parts | 0.75 | 0.229 | 639889931824 | AS INITIATOR S3 |  | 1 | 264.5752 | Catalog Non-Stocked Product | NO | LN | _E | _52 | 15 | 40 | SP
5051569 | 5051569 | 261.6222 | 196.2167 | Spare Parts | 0.75 | 0.218 | 639889931831 | AS PROXIMITY SWITCH S4 |  | 1 | 164.822 | Catalog Stocked Product | YES | L8 | _E | _52 | 15 | 40 | SP
5051570 | 5051570 | 261.6222 | 196.2167 | Spare Parts | 0.75 | 0.218 | 639889931848 | AS PROXIMITY SWITCH S5 |  | 1 | 164.822 | Catalog Non-Stocked Product | NO | LN | _E | _52 | 15 | 40 | SP
5051574 | 5051574 | 1061.1477 | 795.8608 | Spare Parts | 0.75 | 0.41 | 639889928411 | AS REFLEX. LIGHT SENSOR |  | 1 | 668.5231 | Catalog Non-Stocked Product | NO | LN | _E | _52 | 15 | 40 | SP
5051585 | 5051585 | 317.5722 | 238.1791 | Spare Parts | 0.75 | 1.19 | 639889931855 | AS VACUUM DEVICE |  | 1 | 200.0705 | Catalog Non-Stocked Product | NO | LN | _E | _52 | 15 | 40 | SP
5051586 | 5051586 | 36.1325 | 27.0994 | Spare Parts | 0.75 | 0.002 | 639889931862 | AS COMPRESSION SPRING (PART 2/3) |  | 4 | 22.7635 | Catalog Non-Stocked Product | NO | LN | _E | _52 | 15 | 40 | SP
5051587 | 5051587 | 619.5903 | 464.6927 | Spare Parts | 0.75 | 0.064 | 639889920736 | AS PLASTIC COVER PERFOREX LC |  | 4 | 390.3419 | Catalog Non-Stocked Product | NO | LN | _E | _52 | 15 | 40 | SP
5051588 | 5051588 | 2191.6734 | 1643.755 | Spare Parts | 0.75 | 9.7 | 639889920743 | AS Clamping bar Perforex |  | 1 | 1380.7542 | Catalog Non-Stocked Product | NO | LN | _E | _52 | 15 | 40 | SP
5051590 | 5051590 | 2256.6873 | 1354.0124 | Industrial Advanced | 0.6 | 26.455 | 639889920750 | AS INDUSTRIAL VACUUM F/ PERFOREX | SA 4079 | 1 | 1421.713 | Catalog Non-Stocked Product | NO | LN | _E | _52 | 15 | 40 | 14
5051606 | 5051606 | 4464.9219 | 3348.6914 | Spare Parts | 0.75 | 59.524 | 639889920767 | AS LASER BOX, POWER SUPPLY 1KW |  | 1 | 2812.9008 | Catalog Non-Stocked Product | NO | LN | _E | _52 | 15 | 40 | SP
5051607 | 5051607 | 100865.541 | 75649.1558 | Spare Parts | 0.75 | 52.91 | 639889920774 | AS LASER SOURCE 150W |  | 1 | 63545.2908 | Catalog Non-Stocked Product | NO | LN | _E | _52 | 15 | 40 | SP
5051608 | 5051608 | 22383.1332 | 16787.3499 | Spare Parts | 0.75 | 479.497 | 639889920781 | AS COMPRESSOR CSM MINI, FILTER G,C |  | 1 | 14101.3739 | Catalog Non-Stocked Product | NO | LN | _E | _52 | 15 | 40 | SP
5051609 | 5051609 | 3513.3243 | 2634.9932 | Spare Parts | 0.75 | 9.182 | 639889920798 | AS FILTER G15, C15 SET |  | 1 | 2213.3943 | Catalog Non-Stocked Product | NO | LN | _E | _52 | 15 | 40 | SP
5051619 | 5051619 | 26631.1929 | 19973.3947 | Spare Parts | 0.75 | 12.125 | 639889920804 | AS W-AXIS COMPLETE W/O MOTOR |  | 1 | 16777.6515 | Catalog Non-Stocked Product | NO | LN | _E | _52 | 15 | 40 | SP
5051620 | 5051620 | 599.784 | 449.838 | Spare Parts | 0.75 | 0.441 | 639889920811 | AS COUPLING BLOCK W-AXIS |  | 1 | 377.8639 | Catalog Non-Stocked Product | NO | LN | _E | _52 | 15 | 40 | SP
5051621 | 5051621 | 8844.2403 | 6633.1802 | Spare Parts | 0.75 | 14.153 | 639889931992 | AS SUPPLY MODUL, CAN V05-20-05 |  | 1 | 5571.8714 | Catalog Stocked Product | YES | L8 | _E | _52 | 15 | 40 | SP
5051731 | 5051731 | 5403.651 | 4052.7382 | Spare Parts | 0.75 | 3.616 | 639889932005 | AS Minimal quantity lubrication system |  | 1 | 3404.3001 | Catalog Non-Stocked Product | NO | LN | _E | _52 | 15 | 40 | SP
5057057 | 5057057 | 242.4873 | 181.8655 | Spare Parts | 0.75 | 2.072 | 639889921085 | REPLACEMENT BATTERY F/ DET AC; 12V/2,2Ah | s. SECURITON + MINIMAX | 1 | 152.767 | Non-Stocked Spare Part Product | NO | SP | _E | _52 | 14 | 40 | SP
5301250 | 5301250 | 616.6809 | 524.1788 | IT Advanced | 0.85 | 41.005 | 639889930957 | HORZ SPLIT SIDES 2000H 1000D VX IT 7035 |  | 1 | 462.5107 | Catalog Non-Stocked Product | NO | LN | _D | _50 | 82 | 10 | 24
5301312 | 5301312 | 52.8056 | 44.8848 | IT Advanced | 0.85 | 0.425 | 639889927179 | VX IT/TS Baying connector, outside, | SHEET STEEL, ZINC-PLATED | 6 | 39.6042 | Catalog Non-Stocked Product | NO | LN | _D | _50 | 82 | 10 | 24
5301331 | 5301331 | 80.0868 | 68.0738 | IT Market | 0.85 | 5.247 | 639889932012 | VX IT Gland plate modul BT 800x237.5MM |  | 1 | 56.0608 | Catalog Non-Stocked Product | NO | LN | _D | _50 | 81 | 10 | 21
5301348 | 5301348 | 214.6242 | 182.4306 | IT Market | 0.85 | 5.203 | 639889932029 | VX IT Gland plate modul BT 800x237.5MM |  | 1 | 150.2369 | Catalog Non-Stocked Product | NO | LN | _D | _50 | 81 | 10 | 21
5302014 | 5302014 | 408.7707 | 347.4551 | IT Advanced | 0.85 | 18.871 | 639889930964 | 2000H800W BAFFLE Plate VX AND TS |  | 1 | 306.578 | Catalog Non-Stocked Product | NO | LN | _D | _50 | 87 | 10 | 24
5302021 | 5302021 | 74.8387 | 63.6129 | IT Market | 0.85 | 1.146 | 639889932036 | VX Combi-rails for WD 800 mm |  | 4 | 52.3871 | Catalog Non-Stocked Product | NO | LN | _D | _50 | 90 | 10 | 21
5302022 | 5302022 | 84.7754 | 72.0591 | IT Market | 0.85 | 1.444 | 639889932043 | VX Combi-rails for WD 1000 mm |  | 4 | 59.3428 | Catalog Non-Stocked Product | NO | LN | _D | _50 | 90 | 10 | 21
5302027 | 5302027 | 52.8168 | 44.8943 | IT Market | 0.85 | 0.558 | 639889932050 | VX IT Potential equalisation set - basic |  | 1 | 36.9718 | Catalog Non-Stocked Product | NO | LN | _D | _50 | 85 | 10 | 21
5302035 | 5302035 | 200.6367 | 170.5412 | IT Advanced | 0.85 | 3.373 | 639889927230 | VX SLIDE RAILS VARIABLE 600 TO 825 MM | FOR 19" PROFILES, 2,5 MM, RAL 9005 | 2 | 150.4775 | Catalog Non-Stocked Product | NO | LN | _D | _50 | 87 | 10 | 24
5302043 | 5302043 | 124.0971 | 105.4825 | IT Advanced | 0.85 | 4.277 | 639889930971 | TS IT FRONT TO REAR CABLE TRAY |  | 1 | 93.0728 | Catalog Non-Stocked Product | NO | LN | _D | _50 | 90 | 10 | 24
5302120 | 5302120 | 199.7415 | 169.7803 | IT Market | 0.85 | 10.472 | 639889932067 | VX Cable route WH 145x2000 mm |  | 1 | 139.8191 | Catalog Non-Stocked Product | NO | LN | _D | _50 | 90 | 10 | 21
5302351 | 5302351 | 20.2539 | 12.1523 | Industrial Advanced | 0.6 | 0.152 | 639889927629 | VX MOUNTING ANGLE F/DOOR OPERATED SWITCH |  | 1 | 12.76 | Catalog Non-Stocked Product | NO | LN | _D | _50 | 90 | 10 | 14
5307124 | 5307124 | 2819.0967 | 2396.2322 | IT Market | 0.85 | 236.332 | 639889932074 | VX IT std. RAL 7035 WHD 800x2000x800 |  | 1 | 1973.3677 | Catalog Non-Stocked Product | NO | LN | _D | _04 | 36 | 10 | 21
5309116 | 5309116 | 3212.3133 | 2730.4663 | IT Market | 0.85 | 209.436 | 639889932081 | VX IT std. RAL 7035 WHD 800x2000x1000 |  | 1 | 2248.6193 | Catalog Non-Stocked Product | NO | LN | _D | _04 | 36 | 10 | 21
5309136 | 5309136 | 4448.9202 | 3781.5822 | IT Advanced | 0.85 | 276.455 | 639889930988 | VX IT 2000H800W1000D GLAZED DOOR 7035 |  | 1 | 3336.6902 | Catalog Non-Stocked Product | NO | LN | _D | _04 | 36 | 10 | 24
5501015 | 5501015 | 612.4287 | 367.4572 | Industrial Advanced | 0.6 | 28.219 | 639889877481 | TS IT SPLIT SIDEWALLS RAL9005 2000H0600D | GLOBAL, (1) SET, TOP AND BOTTOM | 1 | 385.8301 | Catalog Non-Stocked Product | NO | LN | _D | _50 | 82 | 10 | 14
5501025 | 5501025 | 652.377 | 391.4262 | Industrial Advanced | 0.6 | 35.273 | 639889869134 | TS IT SPLIT SIDEWALLS RAL9005 2000H0800D | GLOBAL, (1) SET, TOP AND BOTTOM | 1 | 410.9975 | Catalog Non-Stocked Product | NO | LN | _D | _50 | 82 | 10 | 14
5501035 | 5501035 | 652.377 | 391.4262 | Industrial Advanced | 0.6 | 37.478 | 639889869141 | TS IT SPLIT SIDEWALLS RAL9005 2000H1000D | GLOBAL, (1) SET, TOP AND BOTTOM | 1 | 410.9975 | Catalog Non-Stocked Product | NO | LN | _D | _50 | 82 | 10 | 14
5501045 | 5501045 | 779.943 | 662.9515 | IT Advanced | 0.85 | 53.792 | 639889869165 | TS IT SPLIT SIDEWALLS RAL9005 2000H1200D | GLOBAL, (1) SET, TOP AND BOTTOM | 1 | 584.9572 | Catalog Non-Stocked Product | NO | LN | _D | _50 | 82 | 60 | 24
5501055 | 5501055 | 844.2855 | 506.5713 | Industrial Advanced | 0.6 | 41.887 | 639889869172 | TS IT SPLIT SIDEWALLS RAL9005 2200H0800D | GLOBAL, (1) SET, TOP AND BOTTOM | 1 | 531.8999 | Catalog Non-Stocked Product | NO | LN | _D | _50 | 82 | 60 | 14
5501065 | 5501065 | 703.6272 | 422.1763 | Industrial Advanced | 0.6 | 41.887 | 639889869189 | TS IT SPLIT SIDEWALLS RAL9005 2200H1000D | GLOBAL, (1) SET, TOP AND BOTTOM | 1 | 443.2851 | Catalog Non-Stocked Product | NO | LN | _D | _50 | 82 | 60 | 14
5501075 | 5501075 | 834.5502 | 709.3677 | IT Advanced | 0.85 | 58.201 | 639889869202 | TS IT SPLIT SIDEWALLS RAL9005 2200H1200D | GLOBAL, (1) SET, TOP AND BOTTOM | 1 | 625.9126 | Catalog Non-Stocked Product | NO | LN | _D | _50 | 82 | 10 | 24
5501095 | 5501095 | 703.6272 | 422.1763 | Industrial Advanced | 0.6 | 0 | 639889869219 | TS IT SPLIT SIDEWALLS RAL9005 2000H1050D | GLOBAL, (1) SET, TOP AND BOTTOM | 1 | 443.2851 | Catalog Stocked Product | YES | LS | _D | _50 | 82 | 60 | 14
5501105 | 5501105 | 754.5417 | 641.3604 | IT Advanced | 0.85 | 0 | 639889869226 | TS IT SPLIT SIDEWALLS RAL9005 2200H1050D |  | 1 | 565.9063 | Catalog Stocked Product | YES | LS | _D | _50 | 82 | 10 | 24
5501200 | 5501200 | 130.923 | 78.5538 | Industrial Advanced | 0.6 | 7.165 | 639889869233 | TS IT SPLIT REAR DOOR FRAME 0600W2000H | GLOBAL | 2 | 82.4815 | Catalog Non-Stocked Product | NO | LN | _D | _50 | 83 | 10 | 14
5501210 | 5501210 | 140.3226 | 119.2742 | IT Advanced | 0.85 | 7.361 | 639889869240 | TS IT SPLIT REAR DOOR FRAME 0800W2000H | GLOBAL | 2 | 105.242 | Catalog Non-Stocked Product | NO | LN | _D | _50 | 83 | 10 | 24
5501245 | 5501245 | 479.6034 | 407.6629 | IT Advanced | 0.85 | 30.864 | 639889907904 | 19" MOUNTING FRAME TS 1800HX0600W REAR | 19" MOUNTING FRAME TS 1800HX0600W REAR | 1 | 359.7026 | Catalog Non-Stocked Product | NO | LN | _D | _50 | 87 | 10 | 24
5501262 | 5501262 | 490.7934 | 417.1744 | IT Advanced | 0.85 | 26.455 | 639889907553 | 19 IN MOUNTING FRAME TS FRONT 600WX2000H | 19 IN MOUNTING FRAME FRONT 600WX2000H | 1 | 368.0951 | Catalog Non-Stocked Product | NO | LN | _D | _50 | 87 | 10 | 24
5501265 | 5501265 | 495.4932 | 421.1692 | IT Advanced | 0.85 | 30.864 | 639889908116 | 19 IN MOUNTING FRAME TS REAR 600WX2000H | 19 IN MOUNTING FRAME REAR 600WX2000H | 1 | 371.6199 | Catalog Non-Stocked Product | NO | LN | _D | _50 | 87 | 10 | 24
5501272 | 5501272 | 534.0987 | 453.9839 | IT Advanced | 0.85 | 30.864 | 639889907614 | TS 19IN MOUNTING FRAME FRONT 2000H800W | 42U TS IT RAL 9005 | 1 | 400.574 | Catalog Non-Stocked Product | NO | LN | _D | _50 | 87 | 10 | 24
5501275 | 5501275 | 538.7985 | 457.9787 | IT Advanced | 0.85 | 36.376 | 639889895270 | TS 19IN MOUNTING FRAME REAR 2000H800W | 42U TS IT RAL 9005 | 1 | 404.0989 | Catalog Non-Stocked Product | NO | LN | _D | _50 | 87 | 10 | 24
5501300 | 5501300 | 96.8718 | 58.1231 | Industrial Advanced | 0.6 | 1.224 | 639889869257 | 19IN. HOLDER BASE 0600D RAL7035 | GLOBAL | 2 | 61.0293 | Catalog Non-Stocked Product | NO | LN | _D | _50 | 81 | 10 | 14
5501305 | 5501305 | 99.9826 | 59.9896 | Industrial Advanced | 0.6 | 0 | 639889869264 | 19IN. HOLDER BASE 0600 RAL 9005 |  | 2 | 62.9891 | Catalog Non-Stocked Product | NO | LN | _D | _50 | 81 | 20 | 14
5501310 | 5501310 | 109.7963 | 65.8778 | Industrial Advanced | 0.6 | 1.764 | 639889869271 | 19IN. HOLDER BASE 0800D RAL7035 | GLOBAL | 2 | 69.1717 | Catalog Non-Stocked Product | NO | LN | _D | _50 | 81 | 10 | 14
5501315 | 5501315 | 109.7963 | 65.8778 | Industrial Advanced | 0.6 | 1.653 | 639889869288 | 19IN. HOLDER BASE 0800 RAL 9005 | GLOBAL | 2 | 69.1717 | Catalog Non-Stocked Product | NO | LN | _D | _50 | 81 | 20 | 14
5501320 | 5501320 | 121.8591 | 73.1155 | Industrial Advanced | 0.6 | 2.116 | 639889869295 | 19IN. HOLDER BASE 1000D RAL7035 | GLOBAL | 2 | 76.7712 | Catalog Non-Stocked Product | NO | LN | _D | _50 | 81 | 10 | 14
5501325 | 5501325 | 121.8591 | 73.1155 | Industrial Advanced | 0.6 | 2.061 | 639889869301 | 19IN. HOLDER BASE 1000 RAL 9005 | GLOBAL | 2 | 76.7712 | Catalog Non-Stocked Product | NO | LN | _D | _50 | 81 | 20 | 14
5501355 | 5501355 | 140.3226 | 84.1936 | Industrial Advanced | 0.6 | 2.449 | 639889869325 | 19IN. HOLDER BASE 1200 RAL 9005 | GLOBAL | 2 | 88.4032 | Catalog Non-Stocked Product | NO | LN | _D | _50 | 81 | 20 | 14
5501400 | 5501400 | 71.0229 | 60.3695 | IT Advanced | 0.85 | 0.728 | 639889869332 | 19IN. SLIDE RAIL 150MM LONG | GLOBAL, 30KG LOAD CAPACITY, ZINC PLATED | 2 | 53.2672 | Catalog Non-Stocked Product | NO | LN | _D | _50 | 87 | 10 | 24
5501410 | 5501410 | 84.9321 | 72.1923 | IT Advanced | 0.85 | 0.904 | 639889869349 | 19IN. SLIDE RAIL FRONT TO BACK 345MM | GLOBAL 80KG LOAD CAPACITY ZINC PLATED | 2 | 63.6991 | Catalog Non-Stocked Product | NO | LN | _D | _50 | 87 | 10 | 24
5501420 | 5501420 | 92.3175 | 78.4699 | IT Advanced | 0.85 | 1.235 | 639889869356 | 19IN. SLIDE RAIL FRONT TO BACK 445MM | GLOBAL 80KG LOAD CAPACITY ZINC PLATED | 2 | 69.2381 | Catalog Non-Stocked Product | NO | LN | _D | _50 | 87 | 10 | 24
5501430 | 5501430 | 96.8718 | 82.3411 | IT Advanced | 0.85 | 1.565 | 639889869363 | 19IN. SLIDE RAIL FRONT TO BACK 545MM | GLOBAL 80KG LOAD CAPACITY ZINC PLATED | 2 | 72.6539 | Catalog Non-Stocked Product | NO | LN | _D | _50 | 87 | 10 | 24
5501440 | 5501440 | 101.5493 | 86.3169 | IT Advanced | 0.85 | 1.896 | 639889869370 | 19IN. SLIDE RAIL FRONT TO BACK 645MM | GLOBAL 80KG LOAD CAPACITY ZINC PLATED | 2 | 76.1619 | Catalog Non-Stocked Product | NO | LN | _D | _50 | 87 | 10 | 24
5501450 | 5501450 | 107.0883 | 91.0251 | IT Advanced | 0.85 | 2.227 | 639889869387 | 19IN. SLIDE RAIL FRONT TO BACK 745MM | GLOBAL 80KG LOAD CAPACITY ZINC PLATED | 2 | 80.3162 | Catalog Non-Stocked Product | NO | LN | _D | _50 | 87 | 10 | 24
5501460 | 5501460 | 218.0931 | 185.3791 | IT Advanced | 0.85 | 2.579 | 639889869394 | 19IN. VARIABLE DEPTH SLIDE RAIL 400-600 | GLOBAL 80KG LOAD CAPACITY ZINC PLATED | 2 | 163.5698 | Catalog Non-Stocked Product | NO | LN | _D | _50 | 87 | 10 | 24
5501615 | 5501615 | 133.8324 | 113.7575 | IT Advanced | 0.85 | 5.022 | 639889869417 | 19IN. COMPONENT SHELF 250 DEEP RAL9005 | GLOBAL | 1 | 100.3743 | Catalog Non-Stocked Product | NO | LN | _D | _50 | 87 | 10 | 24
5501625 | 5501625 | 145.9176 | 124.03 | IT Advanced | 0.85 | 7.76 | 639889869424 | 19IN. COMPONENT SHELF 400 DEEP RAL9005 | GLOBAL | 1 | 109.4382 | Catalog Non-Stocked Product | NO | LN | _D | _50 | 87 | 10 | 24
5501635 | 5501635 | 282.2118 | 239.88 | IT Advanced | 0.85 | 8.245 | 639889934658 | COMPONENT PULL OUT SHELF 2U | COMPONENT PULL OUT SHELF 2U FOR 19 IN RAILS RAL 9005 | 1 | 211.6588 | Catalog Stocked Product | YES | LS | _D | _50 | 87 | 10 | 24
5501655 | 5501655 | 237.4518 | 201.834 | IT Advanced | 0.85 | 10.626 | 639889869431 | 19IN. COMPONENT SHELF 400-600 DEEP 1-2U | GLOBAL 50KG LOAD CAPACITY VARIABLE DEPTH RAL9005 | 1 | 178.0888 | Catalog Non-Stocked Product | NO | LN | _D | _50 | 87 | 10 | 24
5501665 | 5501665 | 266.2101 | 226.2786 | IT Advanced | 0.85 | 14.594 | 639889869448 | 19IN. COMPONENT SHELF 600-900 DEEP 1-2U | GLOBAL 50KG LOAD CAPACITY VARIABLE DEPTH RAL9005 | 1 | 199.6576 | Catalog Non-Stocked Product | NO | LN | _D | _50 | 87 | 10 | 24
5501675 | 5501675 | 424.8843 | 361.1517 | IT Advanced | 0.85 | 13.536 | 639889869455 | 19IN. PULLOUT SHELF 400-600 DEEP 1U | GLOBAL 50KG LOAD CAPACITY RAL9005 | 1 | 318.6632 | Catalog Stocked Product | YES | LS | _D | _50 | 87 | 10 | 24
5501685 | 5501685 | 485.9817 | 413.0844 | IT Advanced | 0.85 | 18.783 | 639889869462 | 19IN. PULLOUT SHELF 600-900 DEEP 1U | GLOBAL 50KG LOAD CAPACITY RAL9005 | 1 | 364.4863 | Catalog Stocked Product | YES | LS | _D | _50 | 87 | 10 | 24
5501695 | 5501695 | 316.0056 | 268.6048 | IT Advanced | 0.85 | 12.632 | 639889869479 | 19IN. COMPONENT SHELF 400-600 DEEP 1U | GLOBAL 100KG LOAD CAPACITY VARIABLE DEPTH RAL9005 | 1 | 237.0042 | Catalog Non-Stocked Product | NO | LN | _D | _50 | 87 | 10 | 24
5501705 | 5501705 | 327.1956 | 278.1163 | IT Advanced | 0.85 | 18.474 | 639889869486 | 19IN. COMPONENT SHELF 600-900 DEEP 1U | GLOBAL 100KG LOAD CAPACITY VARIABLE DEPTH RAL9005 | 1 | 245.3967 | Catalog Stocked Product | YES | LS | _D | _50 | 87 | 10 | 24
5501715 | 5501715 | 564.5355 | 479.8552 | IT Advanced | 0.85 | 15.432 | 639889869493 | 19IN. PULLOUT SHELF 400-600 DEEP 1-1-2U | GLOBAL 100KG LOAD CAPACITY RAL9005 | 1 | 423.4016 | Catalog Non-Stocked Product | NO | LN | _D | _50 | 87 | 10 | 24
5501725 | 5501725 | 638.2776 | 542.536 | IT Advanced | 0.85 | 23.633 | 639889869509 | 19IN. Pullout Shelf 600-900 Deep 1-1-2 U | GLOBAL 100KG LOAD CAPACITY RAL9005 | 1 | 478.7082 | Catalog Stocked Product | YES | L8 | _D | _50 | 87 | 10 | 24
5501730 | 5501730 | 30.157 | 18.0942 | Industrial Advanced | 0.6 | 0.216 | 639889877535 | HANDLE FOR PULLOUT SHELF |  | 2 | 18.9989 | Catalog Stocked Product | YES | LS | _D | _50 | 87 | 10 | 14
5501895 | 5501895 | 53.298 | 45.3033 | IT Advanced | 0.85 | 0.589 | 639889869554 | MAGNETIC COVER FOR RAIL PUNCHINGS | LENGTH = 5 METERS | 1 | 39.9735 | Catalog Non-Stocked Product | NO | LN | _D | _44 | 40 | 10 | 24
5502115 | 5502115 | 157.779 | 134.1121 | IT Advanced | 0.85 | 0.148 | 639889869615 | CABLE FINGERS 6U | PACK OF 14 RAL9005 | 14 | 118.3342 | Catalog Stocked Product | YES | LS | _D | _50 | 87 | 10 | 24
5502120 | 5502120 | 238.347 | 202.595 | IT Advanced | 0.85 | 8.554 | 639889869622 | CABLE MANAGER WALL FOR 2000-2200H | GLOBAL, RAL9005 | 1 | 178.7603 | Catalog Stocked Product | YES | LS | _D | _50 | 85 | 10 | 24
5502135 | 5502135 | 347.2257 | 208.3354 | Industrial Advanced | 0.6 | 0 | 639889869639 | ROOF SUPPORTS F-CABLE TROUGHS RAL 9005 |  | 2 | 218.7522 | Catalog Non-Stocked Product | NO | LN | _D | _50 | 90 | 20 | 14
5502155 | 5502155 | 70.1613 | 59.6371 | IT Advanced | 0.85 | 0.018 | 639889869653 | QUARTER TURN NYLON LOOP CABLE FASTENER | PACK OF 10 | 10 | 52.621 | Catalog Stocked Product | YES | LS | _D | _50 | 90 | 10 | 24
5502205 | 5502205 | 92.3175 | 78.4699 | IT Advanced | 0.85 | 1.675 | 639889869660 | CABLE MANAGEMENT PANEL 1U | RING SIZE 43 X 55MM RAL9005 | 1 | 69.2381 | Catalog Stocked Product | YES | LS | _D | _50 | 87 | 10 | 24
5502225 | 5502225 | 182.8446 | 155.4179 | IT Advanced | 0.85 | 1.393 | 639889869677 | 19IN. 1U CABLE MNGT. PANEL W-ROUTNG BARS | RAL9005 | 1 | 137.1335 | Catalog Non-Stocked Product | NO | LN | _D | _50 | 87 | 10 | 24
5502235 | 5502235 | 170.088 | 144.5748 | IT Advanced | 0.85 | 3.88 | 639889869684 | 19IN. CABLE MANAGER 2U RAL9005 | GLOBAL | 1 | 127.566 | Catalog Non-Stocked Product | NO | LN | _D | _50 | 87 | 10 | 24
5502245 | 5502245 | 142.8963 | 121.4619 | IT Advanced | 0.85 | 2.277 | 639889869691 | 19IN. CABLE ROUTING CHANNEL 1U RAL9005 | GLOBAL | 1 | 107.1722 | Catalog Non-Stocked Product | NO | LN | _D | _50 | 87 | 10 | 24
5502305 | 5502305 | 424.8843 | 361.1517 | IT Advanced | 0.85 | 15.212 | 639889869721 | 19IN. 2U PULL OUT DRAWER | RAL9005 | 1 | 318.6632 | Catalog Non-Stocked Product | NO | LN | _D | _50 | 87 | 10 | 24
5502325 | 5502325 | 455.3211 | 387.0229 | IT Advanced | 0.85 | 18.067 | 639889869738 | 19IN. 3U PULL OUT DRAWER | RAL9005 | 1 | 341.4908 | Catalog Non-Stocked Product | NO | LN | _D | _50 | 87 | 10 | 24
5502350 | 5502350 | 484.527 | 290.7162 | Industrial Advanced | 0.6 | 16.446 | 639889932098 | DK ONE PIECE GLAND PLATE |  | 1 | 305.252 | Catalog Non-Stocked Product | NO | LN | _D | _50 | 81 | 10 | 14
5502405 | 5502405 | 181.278 | 154.0863 | IT Advanced | 0.85 | 0.13 | 639889869745 | CABLE MANAGER | PACK OF 20 RAL9005 | 20 | 135.9585 | Catalog Stocked Product | YES | LS | _D | _50 | 85 | 10 | 24
5502510 | 5502510 | 96.8718 | 58.1231 | Industrial Advanced | 0.6 | 11.082 | 639889869752 | GLAND PLATE MULTI PIECE 600D | 800W600D | 1 | 61.0293 | Catalog Non-Stocked Product | NO | LN | _D | _50 | 81 | 10 | 14
5502530 | 5502530 | 121.8591 | 73.1155 | Industrial Advanced | 0.6 | 14.749 | 639889869769 | GLAND PLATE MULTI PIECE 800D | 800W800D | 1 | 76.7712 | Catalog Non-Stocked Product | NO | LN | _D | _50 | 81 | 10 | 14
5502540 | 5502540 | 133.8324 | 80.2994 | Industrial Advanced | 0.6 | 12.61 | 639889869776 | GLAND PLATE MULTI PIECE 1000D | 600W1000D | 1 | 84.3144 | Catalog Non-Stocked Product | NO | LN | _D | _50 | 81 | 10 | 14
5502550 | 5502550 | 145.9176 | 87.5506 | Industrial Advanced | 0.6 | 18.563 | 639889869783 | GLAND PLATE MULTI PIECE 1000D | 800W1000D | 1 | 91.9281 | Catalog Stocked Product | YES | L8 | _D | _50 | 81 | 10 | 14
5502560 | 5502560 | 157.779 | 134.1121 | IT Advanced | 0.85 | 15.273 | 639889869790 | GLAND PLATE MULTI PIECE 1200D | 600W1200D | 1 | 118.3342 | Catalog Non-Stocked Product | NO | LN | _D | _50 | 81 | 10 | 24
5502570 | 5502570 | 170.088 | 144.5748 | IT Advanced | 0.85 | 21.936 | 639889869806 | GLAND PLATE MULTI PIECE 1200D | 800W1200D | 1 | 127.566 | Catalog Non-Stocked Product | NO | LN | _D | _50 | 81 | 10 | 24
5503120 | 5503120 | 2425.3206 | 2061.5225 | IT Advanced | 0.85 | 178.131 | 639889877542 | TS IT 24U RAL7035 1200H0800W0800D | VIEWING, GLOBAL | 1 | 1818.9905 | Catalog Non-Stocked Product | NO | LN | _D | _04 | 31 | 50 | 24
5503220 | 5503220 | 2425.3206 | 2061.5225 | IT Advanced | 0.85 | 178.131 | 639889869813 | TS IT 24U RAL9005 1200H0800W0800D | VIEWING, GLOBAL | 1 | 1818.9905 | Catalog Non-Stocked Product | NO | LN | _D | _04 | 31 | 70 | 24
5504110 | 5504110 | 2039.8251 | 1733.8513 | IT Advanced | 0.85 | 169.312 | 639889869820 | TS IT 24U RAL7035 1200H0800W1000D | PERFORATED, GLOBAL | 1 | 1529.8688 | Catalog Non-Stocked Product | NO | LN | _D | _04 | 31 | 50 | 24
5504120 | 5504120 | 2518.4214 | 2140.6582 | IT Advanced | 0.85 | 194.885 | 639889877559 | TS IT 24U RAL7035 1200H0800W1000D | VIEWING, GLOBAL | 1 | 1888.816 | Catalog Non-Stocked Product | NO | LN | _D | _04 | 31 | 50 | 24
5504131 | 5504131 | 3113.7294 | 2646.67 | IT Advanced | 0.85 | 243.827 | 639889907522 | TS IT 24U RAL7035 IP 55 1200H800W1000D | VIEWING, GLOBAL | 1 | 2335.297 | Catalog Non-Stocked Product | NO | LN | _D | _04 | 31 | 50 | 24
5504210 | 5504210 | 2039.8251 | 1733.8513 | IT Advanced | 0.85 | 169.312 | 639889869837 | TS IT 24U RAL9005 1200H0800W1000D | PERFORATED, GLOBAL | 1 | 1529.8688 | Catalog Non-Stocked Product | NO | LN | _D | _04 | 31 | 70 | 24
5505120 | 5505120 | 2701.6017 | 2296.3614 | IT Advanced | 0.85 | 216.049 | 639889877566 | TS IT 38U RAL7035 1800H0800W0800D | VIEWING, GLOBAL | 1 | 2026.2013 | Catalog Non-Stocked Product | NO | LN | _D | _04 | 31 | 10 | 24
5506120 | 5506120 | 2737.074 | 2326.5129 | IT Advanced | 0.85 | 220.899 | 639889877573 | TS IT 42U RAL7035 2000H0800W0600D | VIEWING, GLOBAL | 1 | 2052.8055 | Catalog Non-Stocked Product | NO | LN | _D | _04 | 31 | 10 | 24
5506220 | 5506220 | 2737.074 | 2326.5129 | IT Advanced | 0.85 | 0 | 639889869868 | TS IT 42U RAL9005 2000H0800W0600D | VIEWING, GLOBAL | 1 | 2052.8055 | Catalog Non-Stocked Product | NO | LN | _D | _04 | 31 | 70 | 24
5507110 | 5507110 | 4503.6393 | 3828.0934 | IT Advanced | 0.85 | 191.799 | 639889884311 | TS IT RAL7035 42U 2000H0800W0800D | vented | 1 | 3377.7295 | Catalog Non-Stocked Product | NO | LN | _D | _04 | 31 | 50 | 24
5507220 | 5507220 | 2828.6082 | 2404.317 | IT Advanced | 0.85 | 235.891 | 639889869875 | TS IT 42U RAL9005 2000H0800W0800D | VIEWING, GLOBAL | 1 | 2121.4561 | Catalog Non-Stocked Product | NO | LN | _D | _04 | 31 | 70 | 24
5508120 | 5508120 | 2791.6812 | 2372.929 | IT Advanced | 0.85 | 217.372 | 639889877603 | TS IT 42U RAL7035 2000H0600W1000D | VIEWING, GLOBAL | 1 | 2093.7609 | Catalog Non-Stocked Product | NO | LN | _D | _04 | 31 | 10 | 24
5508210 | 5508210 | 2187.5331 | 1859.4031 | IT Advanced | 0.85 | 191.534 | 639889869899 | TS IT 42U RAL9005 2000H0600W1000D | PERFORATED, GLOBAL | 1 | 1640.6498 | Catalog Non-Stocked Product | NO | LN | _D | _04 | 31 | 70 | 24
5508220 | 5508220 | 2791.6812 | 2372.929 | IT Advanced | 0.85 | 217.372 | 639889869905 | TS IT 42U RAL9005 2000H0600W1000D | VIEWING, GLOBAL | 1 | 2093.7609 | Catalog Non-Stocked Product | NO | LN | _D | _04 | 31 | 70 | 24
5509120 | 5509120 | 2853.6738 | 2425.6227 | IT Advanced | 0.85 | 249.118 | 639889877610 | TS IT 42U RAL7035 2000H0800W1000D | VIEWING, GLOBAL | 1 | 2140.2553 | Catalog Non-Stocked Product | NO | LN | _D | _04 | 31 | 50 | 24
5509161 | 5509161 | 4497.7086 | 3823.0523 | IT Advanced | 0.85 | 356.041 | 639889908031 | TS IT 2000H0800W1000D VENTED RAL 7035 | TS IT 2000H0800W1000D VENTED RAL 7035 MOUNTING FRAME FRONT AND REAR | 1 | 3373.2814 | Catalog Non-Stocked Product | NO | LN | _D | _04 | 31 | 10 | 24
5509210 | 5509210 | 2945.3199 | 2503.5219 | IT Advanced | 0.85 | 243 | 639889869929 | TS IT 42U RAL9005 2000H0800W1000D | PERFORATED, GLOBAL | 1 | 2208.9899 | Catalog Stocked Product | YES | LS | _D | _04 | 31 | 70 | 24
5509220 | 5509220 | 2853.6738 | 2425.6227 | IT Advanced | 0.85 | 249.118 | 639889869936 | TS IT 42U RAL9005 2000H0800W1000D | VIEWING, GLOBAL | 1 | 2140.2553 | Catalog Non-Stocked Product | NO | LN | _D | _04 | 31 | 70 | 24
5510120 | 5510120 | 2883.2154 | 2450.7331 | IT Advanced | 0.85 | 227.513 | 639889869950 | TS IT 42U RAL7035 2000H0600W1200D | VIEWING, GLOBAL | 1 | 2162.4115 | Catalog Non-Stocked Product | NO | LN | _D | _04 | 31 | 10 | 24
5510210 | 5510210 | 2471.1996 | 2100.5197 | IT Advanced | 0.85 | 209.436 | 639889877634 | TS IT 42U RAL9005 2000H0600W1200D | PERFORATED, GLOBAL | 1 | 1853.3997 | Catalog Non-Stocked Product | NO | LN | _D | _04 | 31 | 70 | 24
5510220 | 5510220 | 2883.2154 | 2450.7331 | IT Advanced | 0.85 | 227.513 | 639889869967 | TS IT 42U RAL9005 2000H0600W1200D | VIEWING, GLOBAL | 1 | 2162.4115 | Catalog Non-Stocked Product | NO | LN | _D | _04 | 31 | 70 | 24
5511120 | 5511120 | 2945.3199 | 2503.5219 | IT Advanced | 0.85 | 257.055 | 639889869981 | TS IT 42U RAL7035 2000H0800W1200D | VIEWING, GLOBAL | 1 | 2208.9899 | Catalog Non-Stocked Product | NO | LN | _D | _04 | 31 | 10 | 24
5511210 | 5511210 | 3056.1009 | 2597.6858 | IT Advanced | 0.85 | 224.427 | 639889869998 | TS IT 42U RAL9005 2000H0800W1200D | PERFORATED, GLOBAL | 1 | 2292.0757 | Catalog Non-Stocked Product | NO | LN | _D | _04 | 31 | 70 | 24
5511220 | 5511220 | 2945.3199 | 2503.5219 | IT Advanced | 0.85 | 0 | 639889870000 | TS IT 42U RAL9005 2000H0800W1200D | VIEWING, GLOBAL | 1 | 2208.9899 | Catalog Non-Stocked Product | NO | LN | _D | _04 | 31 | 70 | 24
5512120 | 5512120 | 3035.3994 | 2580.0895 | IT Advanced | 0.85 | 246.473 | 639889877641 | TS IT 47U RAL7035 2200H0800W0800D | VIEWING, GLOBAL | 1 | 2276.5495 | Catalog Non-Stocked Product | NO | LN | _D | _04 | 31 | 50 | 24
5512220 | 5512220 | 3035.3994 | 2580.0895 | IT Advanced | 0.85 | 246.473 | 639889870017 | TS IT 47U RAL9005 2200H0800W0800D | VIEWING, GLOBAL | 1 | 2276.5495 | Catalog Non-Stocked Product | NO | LN | _D | _04 | 31 | 70 | 24
5513110 | 5513110 | 2698.5804 | 2293.7933 | IT Advanced | 0.85 | 203.704 | 639889870024 | TS IT 47U RAL7035 2200H0600W1000D | PERFORATED, GLOBAL | 1 | 2023.9353 | Catalog Non-Stocked Product | NO | LN | _D | _04 | 31 | 50 | 24
5513210 | 5513210 | 2698.5804 | 2293.7933 | IT Advanced | 0.85 | 218 | 639889870031 | TS IT 47U RAL9005 2200H0600W1000D | PERFORATED, GLOBAL | 1 | 2023.9353 | Catalog Non-Stocked Product | NO | LN | _D | _04 | 31 | 70 | 24
5514110 | 5514110 | 3062.0316 | 2602.7269 | IT Advanced | 0.85 | 222.663 | 639889870048 | TS IT 47U RAL7035 2200H0800W1000D | PERFORATED, GLOBAL | 1 | 2296.5237 | Catalog Non-Stocked Product | NO | LN | _D | _04 | 31 | 10 | 24
5514210 | 5514210 | 3062.0316 | 2602.7269 | IT Advanced | 0.85 | 222.663 | 639889870055 | TS IT 47U RAL9005 2200H0800W1000D | PERFORATED, GLOBAL | 1 | 2296.5237 | Catalog Stocked Product | YES | L8 | _D | _04 | 31 | 70 | 24
5515110 | 5515110 | 3271.7322 | 2780.9724 | IT Advanced | 0.85 | 218.254 | 639889870062 | TS IT 47U RAL7035 2200H0600W1200D | PERFORATED, GLOBAL | 1 | 2453.7992 | Catalog Non-Stocked Product | NO | LN | _D | _04 | 31 | 50 | 24
5515210 | 5515210 | 3271.7322 | 2780.9724 | IT Advanced | 0.85 | 214.947 | 639889870079 | TS IT 47U RAL9005 2200H0600W1200D | PERFORATED, GLOBAL | 1 | 2453.7992 | Catalog Non-Stocked Product | NO | LN | _D | _04 | 31 | 70 | 24
5516110 | 5516110 | 3488.8182 | 2965.4955 | IT Advanced | 0.85 | 233.686 | 639889870086 | TS IT 47U RAL7035 2200H0800W1200D | PERFORATED, GLOBAL | 1 | 2616.6137 | Catalog Non-Stocked Product | NO | LN | _D | _04 | 31 | 10 | 24
5516210 | 5516210 | 3488.8182 | 2965.4955 | IT Advanced | 0.85 | 233.686 | 639889870093 | TS IT 47U RAL9005 2200H0800W1200D | PERFORATED, GLOBAL | 1 | 2616.6137 | Catalog Non-Stocked Product | NO | LN | _D | _04 | 31 | 70 | 24
5521210 | 5521210 | 2095.9989 | 1781.5991 | IT Advanced | 0.85 | 0 | 639889870109 | TS IT 42U RAL9005 2000H0600W1050D | PERFORATED, GLOBAL | 1 | 1571.9992 | Catalog Stocked Product | YES | LS | _D | _04 | 31 | 70 | 24
5522210 | 5522210 | 2589.366 | 2200.9611 | IT Advanced | 0.85 | 0 | 639889870116 | TS IT 42U RAL9005 2000H0800W1050D | PERFORATED, GLOBAL | 1 | 1942.0245 | Catalog Non-Stocked Product | NO | LN | _D | _04 | 31 | 70 | 24
5523210 | 5523210 | 2545.0536 | 2163.2956 | IT Advanced | 0.85 | 0 | 639889870123 | TS IT 47U RAL9005 2200H0600W1050D | PERFORATED, GLOBAL | 1 | 1908.7902 | Catalog Non-Stocked Product | NO | LN | _D | _04 | 31 | 70 | 24
5524210 | 5524210 | 3200.7876 | 2720.6695 | IT Advanced | 0.85 | 0 | 639889870130 | TS IT 47U RAL9005 2200H0800W1050D | PERFORATED, GLOBAL | 1 | 2400.5907 | Catalog Non-Stocked Product | NO | LN | _D | _04 | 31 | 70 | 24
5525120 | 5525120 | 2828.6082 | 2404.317 | IT Advanced | 0.85 | 102.734 | 639889907638 | TS IT 15U 600W800H600D RAL7035 | closed, glazed door | 1 | 2121.4561 | Catalog Non-Stocked Product | NO | LN | _D | _04 | 31 | 10 | 24
5526131 | 5526131 | 2818.3134 | 2395.5664 | IT Advanced | 0.85 | 145.062 | 639889907539 | TS IT RAL7035 WHD 600x1200x600 24U | glazed door, IP 55, mounting frame front+rear | 1 | 2113.7351 | Catalog Non-Stocked Product | NO | LN | _D | _04 | 31 | 50 | 24
5529110 | 5529110 | 4035.3378 | 3430.0371 | IT Advanced | 0.85 | 157.848 | 639889895287 | TS IT RAL7035 WHD 600x2000x600 42U | vented | 1 | 3026.5033 | Catalog Non-Stocked Product | NO | LN | _D | _04 | 31 | 50 | 24
5529131 | 5529131 | 3698.6307 | 3143.8361 | IT Advanced | 0.85 | 205.026 | 639889934665 | TS IT RAL 7035 2000H0600W0600D IP55 19IN | TS IT RAL 7035 2000H0600W0600D IP55 GLAZED DOOR 19 INCH MOUNTING FRAME | 1 | 2773.973 | Catalog Non-Stocked Product | NO | LN | _D | _04 | 31 | 50 | 24
5530120 | 5530120 | 4401.6984 | 3741.4436 | IT Advanced | 0.85 | 205.908 | 639889934672 | TS IT 42U RAL7035 2000H0600W0800D GLAZED | TS IT 42U RAL7035 2000H0600W0800D GLAZED | 1 | 3301.2738 | Catalog Non-Stocked Product | NO | LN | _D | _04 | 31 | 50 | 24
5820600 | 5820600 | 1714.5318 | 1028.7191 | Industrial Advanced | 0.6 | 213.845 | 639889926004 | SE ENCLOSURE 1800H600W300D |  | 1 | 1080.155 | Catalog Non-Stocked Product | NO | LN | _A | _03 | 22 | 10 | 14
5821600 | 5821600 | 1786.5954 | 1071.9572 | Industrial Advanced | 0.6 | 229.718 | 639889926011 | SE ENCLOSURE 2000H600W300D |  | 1 | 1125.5551 | Catalog Non-Stocked Product | NO | LN | _A | _03 | 22 | 10 | 14
5822600 | 5822600 | 1889.991 | 1133.9946 | Industrial Advanced | 0.6 | 259.259 | 639889926028 | SE ENCLOSURE 1800H800W300D |  | 1 | 1190.6943 | Catalog Non-Stocked Product | NO | LN | _A | _03 | 22 | 10 | 14
5823600 | 5823600 | 1984.0989 | 1190.4593 | Industrial Advanced | 0.6 | 283.51 | 639889926035 | SE ENCLOSURE 2000H800W300D |  | 1 | 1249.9823 | Catalog Non-Stocked Product | NO | LN | _A | _03 | 22 | 10 | 14
5824600 | 5824600 | 2492.013 | 1495.2078 | Industrial Advanced | 0.6 | 371.693 | 639889926042 | SE ENCLOSURE 1800H1200W300D |  | 1 | 1569.9682 | Catalog Non-Stocked Product | NO | LN | _A | _03 | 22 | 10 | 14
5825600 | 5825600 | 2845.3932 | 1707.2359 | Industrial Advanced | 0.6 | 407.407 | 639889926059 | SE ENCLOSURE 2000H1200W300D |  | 1 | 1792.5977 | Catalog Non-Stocked Product | NO | LN | _A | _03 | 22 | 10 | 14
5830600 | 5830600 | 1778.6505 | 1067.1903 | Industrial Advanced | 0.6 | 214.727 | 639889926066 | SE ENCLOSURE 1800H600W400D |  | 1 | 1120.5498 | Catalog Stocked Product | YES | LS | _A | _03 | 22 | 10 | 14
5831600 | 5831600 | 1934.5272 | 1160.7163 | Industrial Advanced | 0.6 | 257.937 | 639889926073 | SE ENCLOSURE 1800H800W300D |  | 1 | 1218.7521 | Catalog Stocked Product | YES | LS | _A | _03 | 22 | 10 | 14
5832600 | 5832600 | 1964.5164 | 1178.7098 | Industrial Advanced | 0.6 | 282.628 | 639889926080 | SE ENCLOSURE 2000H800W300D |  | 1 | 1237.6453 | Catalog Non-Stocked Product | NO | LN | _A | _03 | 22 | 10 | 14
5833600 | 5833600 | 2057.5053 | 1234.5032 | Industrial Advanced | 0.6 | 300.265 | 639889926097 | SE ENCLOSURE 2000H800W500D |  | 1 | 1296.2283 | Catalog Stocked Product | YES | L8 | _A | _03 | 22 | 10 | 14
5834600 | 5834600 | 2087.6064 | 1252.5638 | Industrial Advanced | 0.6 | 313.492 | 639889926103 | SE ENCLOSURE 2000H800W600D |  | 1 | 1315.192 | Catalog Stocked Product | YES | L8 | _A | _03 | 22 | 10 | 14
5840600 | 5840600 | 2498.5032 | 1499.1019 | Industrial Advanced | 0.6 | 318.342 | 639889926110 | SE ENCLOSURE 1800H1000W400D |  | 1 | 1574.057 | Catalog Stocked Product | YES | L8 | _A | _03 | 22 | 10 | 14
5841600 | 5841600 | 2893.8459 | 1736.3075 | Industrial Advanced | 0.6 | 382.275 | 639889926127 | SE ENCLOSURE 1800H1200W400D |  | 1 | 1823.1229 | Catalog Stocked Product | YES | L8 | _A | _03 | 22 | 10 | 14
5842600 | 5842600 | 3408.1383 | 2044.883 | Industrial Advanced | 0.6 | 510.362 | 639889926134 | SE ENCLOSURE 1800H1600W400D |  | 1 | 2147.1271 | Catalog Stocked Product | YES | LS | _A | _03 | 22 | 10 | 14
5843600 | 5843600 | 2929.2063 | 1757.5238 | Industrial Advanced | 0.6 | 412.698 | 639889926141 | SE ENCLOSURE 2000H1200W400D |  | 1 | 1845.4 | Catalog Stocked Product | YES | LS | _A | _03 | 22 | 10 | 14
5844600 | 5844600 | 2959.3074 | 1775.5844 | Industrial Advanced | 0.6 | 430.335 | 639889926158 | SE ENCLOSURE 2000H1200W500D |  | 1 | 1864.3637 | Catalog Stocked Product | YES | L8 | _A | _03 | 22 | 10 | 14
5845600 | 5845600 | 2978.8899 | 1787.3339 | Industrial Advanced | 0.6 | 453.483 | 639889926165 | SE ENCLOSURE 2000H1200W600D |  | 1 | 1876.7006 | Catalog Non-Stocked Product | NO | LN | _A | _03 | 22 | 10 | 14
5846600 | 5846600 | 4177.7865 | 2506.6719 | Industrial Advanced | 0.6 | 621.693 | 639889926172 | SE ENCLOSURE 2000H1800W500D |  | 1 | 2632.0055 | Catalog Stocked Product | YES | LS | _A | _03 | 22 | 10 | 14
5850600 | 5850600 | 5380.5996 | 3228.3598 | Industrial Advanced | 0.6 | 193.122 | 639889926189 | SE ENCLOSURE 1600H600W400D S-S |  | 1 | 3389.7777 | Catalog Non-Stocked Product | NO | LN | _A | _03 | 22 | 1E | 14
5851600 | 5851600 | 5894.892 | 3536.9352 | Industrial Advanced | 0.6 | 228.726 | 639889926196 | SE ENCLOSURE 1800H600W500D S-S |  | 1 | 3713.782 | Catalog Non-Stocked Product | NO | LN | _A | _03 | 22 | 1E | 14
5852600 | 5852600 | 6758.76 | 4055.256 | Industrial Advanced | 0.6 | 276.345 | 639889926202 | SE ENCLOSURE 1800H800W500D S-S |  | 1 | 4258.0188 | Catalog Non-Stocked Product | NO | LN | _A | _03 | 22 | 1E | 14
5853600 | 5853600 | 8049.3027 | 4829.5816 | Industrial Advanced | 0.6 | 316.578 | 639889926219 | SE ENCLOSURE 2000H800W600D S-S |  | 1 | 5071.0607 | Catalog Non-Stocked Product | NO | LN | _A | _03 | 22 | 1E | 14
5854600 | 5854600 | 7606.962 | 4564.1772 | Industrial Advanced | 0.6 | 309.524 | 639889926226 | SE ENCLOSURE 1800H1000W400D S-S |  | 1 | 4792.3861 | Catalog Non-Stocked Product | NO | LN | _A | _03 | 22 | 1E | 14
5855600 | 5855600 | 10466.7903 | 6280.0742 | Industrial Advanced | 0.6 | 432.099 | 639889926233 | SE ENCLOSURE 2000H1200W500D S-S |  | 1 | 6594.0779 | Catalog Non-Stocked Product | NO | LN | _A | _03 | 22 | 1E | 14
6002000 | 6002000 | 851.4471 | 510.8683 | Industrial Advanced | 0.6 | 6.173 | 639889273672 | CP 19IN 2U KEYBOARD DRAWER | 2U F.VIP6000 | 1 | 536.4117 | Catalog Stocked Product | YES | LS | _A | _07 | 62 | 10 | 14
6002130 | 6002130 | 3491.9514 | 2095.1708 | Industrial Advanced | 0.6 | 10.851 | 639889880153 | PULLOUT KYBD F VIP W-O LOCK | GERMAN LAYOUT W/INTEGRATED TRACKBALL | 1 | 2199.9294 | Catalog Non-Stocked Product | NO | LN | _A | _10 | 90 | 10 | 14
6003000 | 6003000 | 1554.8505 | 932.9103 | Industrial Advanced | 0.6 | 23.801 | 639889286962 | VIP KEYBOARD DRAWER W- MOUSE | PAD | 1 | 979.5558 | Catalog Non-Stocked Product | NO | LN | _A | _07 | 62 | 10 | 14
6005500 | 6005500 | 380.5719 | 228.3431 | Industrial Advanced | 0.6 | 1.671 | 639889853430 | COMFORT PANEL FRAME CONNECTOR |  | 1 | 239.7603 | Catalog Non-Stocked Product | NO | LN | _A | _07 | 62 | 10 | 14
6013000 | 6013000 | 164.9406 | 98.9644 | Industrial Advanced | 0.6 | 1.96 | 639889108455 | CLIP BOARD | CLIPBOARD FOR VIP 6000 | 1 | 103.9126 | Catalog Non-Stocked Product | NO | LN | _A | _07 | 62 | 10 | 14
6016200 | 6016200 | 389.9715 | 233.9829 | Industrial Advanced | 0.6 | 1.96 | 639889004610 | WALL MNT BRK T F OPTIPANEL | PK=2 | 2 | 245.682 | Catalog Non-Stocked Product | NO | LN | _A | _07 | 62 | 10 | 14
6027010 | 6027010 | 201.3081 | 120.7849 | Industrial Advanced | 0.6 | 2.381 | 639889377141 | AL FRONT PANEL 3 5U W-M5 STUDS | MIT GEWINDEBOLZEN M5 | 1 | 126.8241 | Catalog Non-Stocked Product | NO | LN | _A | _07 | 62 | 10 | 14
6028010 | 6028010 | 293.4018 | 176.0411 | Industrial Advanced | 0.6 | 4.056 | 639889377158 | AL FRONT PANEL 7U W-M5 STUDS | MIT GEWINDEBOLZEN M5 | 1 | 184.8431 | Catalog Non-Stocked Product | NO | LN | _A | _07 | 62 | 10 | 14
6028014 | 6028014 | 313.9914 | 188.3948 | Industrial Advanced | 0.6 | 5.489 | 639889858022 | AL FRONT PANEL 400H X 520W | W/ M5 STUDS | 1 | 197.8146 | Catalog Stocked Product | YES | LS | _A | _07 | 62 | 10 | 14
6028015 | 6028015 | 388.4049 | 233.0429 | Industrial Advanced | 0.6 | 6.978 | 639889858039 | AL FRONT PANEL 500H X 520W | W/ M5 STUDS | 1 | 244.6951 | Catalog Non-Stocked Product | NO | LN | _A | _07 | 62 | 10 | 14
6028016 | 6028016 | 421.6392 | 252.9835 | Industrial Advanced | 0.6 | 8.025 | 639889858046 | AL FRONT PANEL 600H X 520W | W/ M5 STUDS | 1 | 265.6327 | Catalog Non-Stocked Product | NO | LN | _A | _07 | 62 | 10 | 14
6028500 | 6028500 | 58.7363 | 35.2418 | Industrial Advanced | 0.6 | 0.928 | 639889004689 | 0200H0178W CP FRONTPANEL | F.6340000 | 1 | 37.0039 | Catalog Non-Stocked Product | NO | LN | _A | _07 | 62 | 10 | 14
6028540 | 6028540 | 95.115 | 57.069 | Industrial Advanced | 0.6 | 1.808 | 639889004726 | 0350H0252W CP FRONTPANEL | F.6340400 | 1 | 59.9224 | Catalog Non-Stocked Product | NO | LN | _A | _07 | 62 | 10 | 14
6052000 | 6052000 | 51.7202 | 31.0321 | Industrial Advanced | 0.6 | 0.344 | 639889287013 | CABLE CLAMPING BRACKET F-CP | ENCL | 1 | 32.5837 | Catalog Non-Stocked Product | NO | LN | _A | _07 | 62 | 10 | 14
6052500 | 6052500 | 115.1451 | 69.0871 | Industrial Advanced | 0.6 | 0.752 | 639889349612 | CP-L CABLE ENTRY MODULE | no preferential origin | 1 | 72.5414 | Catalog Non-Stocked Product | NO | LN | _A | _07 | 63 | 10 | 14
6053000 | 6053000 | 121.7472 | 73.0483 | Industrial Advanced | 0.6 | 0.04 | 639889110052 | MOUNTING KIT F VIP6000 M5 | PU=30 | 30 | 76.7007 | Catalog Non-Stocked Product | NO | LN | _A | _07 | 62 | 10 | 14
6053210 | 6053210 | 65.7412 | 39.4447 | Industrial Advanced | 0.6 | 0.037 | 639889377165 | MOUNTING BRACKET F- SIEMENS HMI | SINUMERIK/SIMATIC DEVICES | 4 | 41.417 | Catalog Non-Stocked Product | NO | LN | _A | _07 | 62 | 10 | 14
6053300 | 6053300 | 66.2224 | 39.7335 | Industrial Advanced | 0.6 | 0.628 | 639889853379 | MOUNTING KIT F- CP - SCREW CLAMP | no preferential origin | 1 | 41.7201 | Catalog Stocked Product | YES | L8 | _A | _07 | 62 | 10 | 14
6053500 | 6053500 | 152.0721 | 91.2433 | Industrial Advanced | 0.6 | 0.031 | 639889287020 | INSTALLATION KIT F-FRONT PLATE | M5 BOLTS | 10 | 95.8054 | Catalog Stocked Product | YES | LS | _A | _07 | 62 | 10 | 14
6053800 | 6053800 | 128.1255 | 76.8753 | Industrial Advanced | 0.6 | 0.049 | 639889853362 | MOUNTING KIT F-COMFORT PANEL M5 | PU=20 | 20 | 80.7191 | Catalog Non-Stocked Product | NO | LN | _A | _07 | 62 | 10 | 14
6106100 | 6106100 | 371.0604 | 222.6362 | Industrial Advanced | 0.6 | 13.228 | 639889880160 | CP PEDESTAL BASE PLATE, SMALL | FOR CP 60 | 1 | 233.7681 | Catalog Non-Stocked Product | NO | LN | _A | _07 | 63 | 10 | 14
6106110 | 6106110 | 125.328 | 75.1968 | Industrial Advanced | 0.6 | 1.984 | 639889880177 | CP ENCLOSURE REINFORCEMENT | FOR CP 60 | 1 | 78.9566 | Catalog Stocked Product | YES | LS | _A | _07 | 63 | 10 | 14
6106200 | 6106200 | 865.6584 | 519.395 | Industrial Advanced | 0.6 | 28.131 | 639889871694 | CP PEDESTAL BASE PLATE, LARGE | CP 60/CP 120 | 1 | 545.3648 | Catalog Stocked Product | YES | LS | _A | _07 | 63 | 10 | 14
6106300 | 6106300 | 2298.2022 | 1378.9213 | Industrial Advanced | 0.6 | 65.476 | 639889880184 | CP PEDESTAL FOR COMMAND PANEL | CP 60 | 1 | 1447.8674 | Catalog Non-Stocked Product | NO | LN | _A | _07 | 63 | 10 | 14
6106400 | 6106400 | 2045.6439 | 1227.3863 | Industrial Advanced | 0.6 | 29.586 | 639889880191 | CP PEDESTAL, MOBILE | CP 60/CP 120 | 1 | 1288.7557 | Catalog Stocked Product | YES | LS | _A | _07 | 63 | 10 | 14
6106500 | 6106500 | 1173.2715 | 703.9629 | Industrial Advanced | 0.6 | 49.603 | 639889880207 | CP PEDESTAL, OPEN | FOR CP 60 | 1 | 739.161 | Catalog Stocked Product | YES | LS | _A | _07 | 63 | 10 | 14
6107000 | 6107000 | 274.3788 | 164.6273 | Industrial Advanced | 0.6 | 1.246 | 639889346093 | CORNER HANDLE F VIP | 1 SET | 2 | 172.8586 | Catalog Non-Stocked Product | NO | LN | _A | _07 | 62 | 10 | 14
6107100 | 6107100 | 134.6157 | 80.7694 | Industrial Advanced | 0.6 | 1.107 | 639889346109 | U HANDLE FOR VIP 293MM | (F. STEEL ELECTR. CAB.) | 1 | 84.8079 | Catalog Stocked Product | YES | LS | _A | _07 | 62 | 10 | 14
6107200 | 6107200 | 145.47 | 87.282 | Industrial Advanced | 0.6 | 1.31 | 639889346116 | U HANDLE FOR VIP 483MM | (F. STEEL ELECTR. CAB.) | 1 | 91.6461 | Catalog Stocked Product | YES | LS | _A | _07 | 62 | 10 | 14
6108000 | 6108000 | 111.9 | 67.14 | Industrial Advanced | 0.6 | 0.004 | 639889095564 | M5 CLIP NUT PACKAGE OF 50 | CP 90-ANGLE PIECE | 50 | 70.497 | Catalog Stocked Product | YES | L8 | _A | _07 | 62 | 10 | 14
6112500 | 6112500 | 1204.9392 | 722.9635 | Industrial Advanced | 0.6 | 79.365 | 639889873155 | CP PILLAR SMALL CP 120 | WxHxD = 500x1150x500 mm | 1 | 759.1117 | Catalog Non-Stocked Product | NO | LN | _A | _07 | 63 | 10 | 14
6141200 | 6141200 | 2141.2065 | 1284.7239 | Industrial Advanced | 0.6 | 68.783 | 639889349643 | 0900H IW PEDESTAL |  | 1 | 1348.9601 | Catalog Non-Stocked Product | NO | LN | _A | _07 | 61 | 10 | 14
6143310 | 6143310 | 285.4569 | 171.2741 | Industrial Advanced | 0.6 | 1.788 | 639889349667 | S-S ENCL MTG PLATE | NETS | 1 | 179.8378 | Catalog Non-Stocked Product | NO | LN | _A | _07 | 63 | 1E | 14
6146100 | 6146100 | 444.0192 | 266.4115 | Industrial Advanced | 0.6 | 30.203 | 639889004764 | BASE PLATE F 6146200 |  | 1 | 279.7321 | Catalog Non-Stocked Product | NO | LN | _A | _07 | 63 | 10 | 14
6146200 | 6146200 | 310.7463 | 186.4478 | Industrial Advanced | 0.6 | 6.894 | 639889004771 | ADJUST SUPPORT COLUMN | ADJUSTABLE FOR MINI PEDESTAL | 1 | 195.7702 | Catalog Non-Stocked Product | NO | LN | _A | _07 | 63 | 10 | 14
6146300 | 6146300 | 367.7034 | 220.622 | Industrial Advanced | 0.6 | 1.303 | 639889004788 | TILT ADJUST PLATE F 6146200 | TILT ADJUSTMENT | 1 | 231.6531 | Catalog Stocked Product | YES | L8 | _A | _07 | 63 | 10 | 14
6147000 | 6147000 | 73.3616 | 44.017 | Industrial Advanced | 0.6 | 0.359 | 639889327177 | BASE MOUNT F-CP PEDESTAL | CP 90-ANGLE PIECE | 4 | 46.2178 | Catalog Non-Stocked Product | NO | LN | _A | _07 | 63 | 10 | 14
6148000 | 6148000 | 444.0192 | 266.4115 | Industrial Advanced | 0.6 | 2.851 | 639889327184 | TWIN CASTERS F-CP6141 000- 100 | CP6137.030-6137.535/PS4000 | 1 | 279.7321 | Catalog Non-Stocked Product | NO | LN | _A | _07 | 62 | 10 | 14
6205100 | 6205100 | 89.0724 | 53.4434 | Industrial Advanced | 0.6 | 0.209 | 639889859036 | CP MOUNTING BRACKET |  | 4 | 56.1156 | Catalog Non-Stocked Product | NO | LN | _A | _07 | 62 | 10 | 14
6206025 | 6206025 | 90.9971 | 54.5982 | Industrial Advanced | 0.6 | 2.998 | 639889867796 | CP 60 ARM SECTION 250MM SOLID | RAL 7035 | 1 | 57.3282 | Catalog Stocked Product | YES | LS | _A | _07 | 63 | 10 | 14
6206050 | 6206050 | 115.7046 | 69.4228 | Industrial Advanced | 0.6 | 5.82 | 639889867802 | CP 60 ARM SECTION 500MM SOLID | RAL 7035 | 1 | 72.8939 | Catalog Stocked Product | YES | LS | _A | _07 | 63 | 10 | 14
6206100 | 6206100 | 201.3081 | 120.7849 | Industrial Advanced | 0.6 | 11.371 | 639889867819 | CP 60 ARM SECTION 1000MM SOLID | RAL 7035 | 1 | 126.8241 | Catalog Stocked Product | YES | LS | _A | _07 | 63 | 10 | 14
6206110 | 6206110 | 348.7923 | 209.2754 | Industrial Advanced | 0.6 | 12.39 | 639889884007 | CP 60 ARM SECTION 1000MM OPEN | open | 1 | 219.7391 | Catalog Stocked Product | YES | LS | _A | _07 | 63 | 10 | 14
6206200 | 6206200 | 389.9715 | 233.9829 | Industrial Advanced | 0.6 | 22.78 | 639889867826 | CP 60 ARM SECTION 2000MM SOLID | RAL 7035 | 1 | 245.682 | Catalog Stocked Product | YES | LS | _A | _07 | 63 | 10 | 14
6206300 | 6206300 | 324.9576 | 194.9746 | Industrial Advanced | 0.6 | 5.026 | 639889867772 | CP 60 ENCLOSURE COUPLING ROUND | ROTATING, RAL 7035 | 1 | 204.7233 | Catalog Stocked Product | YES | LS | _A | _07 | 63 | 10 | 14
6206320 | 6206320 | 256.9224 | 154.1534 | Industrial Advanced | 0.6 | 2.187 | 639889867758 | CP 60 ENCLOSURE COUPLING ROUND | NON-ROTATING, RAL 7035 | 1 | 161.8611 | Catalog Stocked Product | YES | LS | _A | _07 | 63 | 10 | 14
6206340 | 6206340 | 388.4049 | 233.0429 | Industrial Advanced | 0.6 | 2.817 | 639889867789 | CP 60 ENCLOSURE COUPLING RECTANGULAR | ROTATING, RAL 7035 | 1 | 244.6951 | Catalog Stocked Product | YES | LS | _A | _07 | 63 | 10 | 14
6206350 | 6206350 | 1481.6679 | 889.0007 | Industrial Advanced | 0.6 | 14.815 | 639889923737 | CP 60 TILT COUPLING |  | 1 | 933.4508 | Catalog Non-Stocked Product | NO | LN | _A | _07 | 63 | 10 | 14
6206360 | 6206360 | 196.7202 | 118.0321 | Industrial Advanced | 0.6 | 2.425 | 639889867765 | CP 60 ENCLOSURE COUPLING RECTANGULAR | NON-ROTATING, RAL 7035 | 1 | 123.9337 | Catalog Stocked Product | YES | LS | _A | _07 | 63 | 10 | 14
6206380 | 6206380 | 467.8539 | 280.7123 | Industrial Advanced | 0.6 | 4.306 | 639889868588 | CP 60 ENCLOSURE COUPLING 90 DEGREE | ROTATING, RAL 7035 | 1 | 294.748 | Catalog Stocked Product | YES | LS | _A | _07 | 63 | 10 | 14
6206400 | 6206400 | 156.2124 | 93.7274 | Industrial Advanced | 0.6 | 1.36 | 639889868625 | CP 60-120 10 DEGREE TILT ADAPTER ROUND | RAL 7035 | 1 | 98.4138 | Catalog Stocked Product | YES | LS | _A | _07 | 63 | 10 | 14
6206420 | 6206420 | 730.8189 | 438.4913 | Industrial Advanced | 0.6 | 3.131 | 639889868649 | CP 60-120 TILT ADAPTER +-- 45 ROUND | RAL 7035 | 1 | 460.4159 | Catalog Stocked Product | YES | LS | _A | _07 | 63 | 10 | 14
6206440 | 6206440 | 157.4433 | 94.466 | Industrial Advanced | 0.6 | 0.745 | 639889868632 | CP 60 10 DEGREE TILT ADAPATER RECT. | RAL 7035 | 1 | 99.1893 | Catalog Stocked Product | YES | LS | _A | _07 | 63 | 10 | 14
6206460 | 6206460 | 237.7875 | 142.6725 | Industrial Advanced | 0.6 | 1.896 | 639889868656 | CP 60 TILT ADAPTER +-- 45 RECT. | RAL 7035 | 1 | 149.8061 | Catalog Stocked Product | YES | LS | _A | _07 | 63 | 10 | 14
6206480 | 6206480 | 256.9224 | 154.1534 | Industrial Advanced | 0.6 | 6.118 | 639889880214 | CONNECTION CONSOLE VESA 75-100 | RAL 7035/7024 | 1 | 161.8611 | Catalog Stocked Product | YES | LS | _A | _07 | 63 | 10 | 14
6206490 | 6206490 | 377.3268 | 226.3961 | Industrial Advanced | 0.6 | 1.371 | 639889897151 | CP CONNECTION CONSOLE | for support arm connection 120x65 mm | 1 | 237.7159 | Catalog Stocked Product | YES | L8 | _A | _07 | 63 | 10 | 14
6206500 | 6206500 | 126.3351 | 75.8011 | Industrial Advanced | 0.6 | 0.551 | 639889880221 | CP 60-120 ADAPTER F-SIEMENS PRO-PANEL | RAL 7035 | 1 | 79.5911 | Catalog Stocked Product | YES | LS | _A | _07 | 63 | 10 | 14
6206550 | 6206550 | 211.0434 | 126.626 | Industrial Advanced | 0.6 | 1.071 | 639889923720 | CP ADAPTER CP 60 TO 120X65 MM |  | 1 | 132.9573 | Catalog Non-Stocked Product | NO | LN | _A | _07 | 63 | 10 | 14
6206600 | 6206600 | 245.8443 | 147.5066 | Industrial Advanced | 0.6 | 3.347 | 639889868595 | CP 60 90 DEGREE ELBOW | RAL 7035 | 1 | 154.8819 | Catalog Stocked Product | YES | LS | _A | _07 | 63 | 10 | 14
6206620 | 6206620 | 740.4423 | 444.2654 | Industrial Advanced | 0.6 | 7.143 | 639889868618 | CP 60 INTERMEDIATE HINGE | RAL 7035 | 1 | 466.4786 | Catalog Stocked Product | YES | LS | _A | _07 | 63 | 10 | 14
6206640 | 6206640 | 256.9224 | 154.1534 | Industrial Advanced | 0.6 | 2.469 | 639889873933 | ANGLE ADAPT 90 DEG CP60 TO CP40 | RAL 7035/7024 | 1 | 161.8611 | Catalog Stocked Product | YES | LS | _A | _07 | 63 | 10 | 14
6206650 | 6206650 | 260.0556 | 156.0334 | Industrial Advanced | 0.6 | 3.993 | 639889907966 | CP 60 TO CP 40 ADAPTER | for mounting of CP 40 panel connections | 1 | 163.835 | Catalog Non-Stocked Product | NO | LN | _A | _07 | 63 | 10 | 14
6206700 | 6206700 | 770.5434 | 462.326 | Industrial Advanced | 0.6 | 6.746 | 639889868663 | CP 60 BASE COUPLING HORIZONTAL OUTLET | ROTATING, RAL 7035 | 1 | 485.4423 | Catalog Stocked Product | YES | LS | _A | _07 | 63 | 10 | 14
6206740 | 6206740 | 626.3043 | 375.7826 | Industrial Advanced | 0.6 | 8.554 | 639889868670 | CP 60 WALL COUPLING HORIZONTAL OUTLET | ROTATING, RAL 7035 | 1 | 394.5717 | Catalog Stocked Product | YES | LS | _A | _07 | 63 | 10 | 14
6206800 | 6206800 | 277.512 | 166.5072 | Industrial Advanced | 0.6 | 3.49 | 639889868694 | CP 60 WALL-BASE COUPLING LARGE | NON-ROTATING, RAL 7035 | 1 | 174.8326 | Catalog Stocked Product | YES | LS | _A | _07 | 63 | 10 | 14
6206820 | 6206820 | 233.0877 | 139.8526 | Industrial Advanced | 0.6 | 1.03 | 639889868687 | CP 60 WALL-BASE COUPLING SMALL | NON-ROTATING, RAL 7035 | 1 | 146.8453 | Catalog Stocked Product | YES | LS | _A | _07 | 63 | 10 | 14
6206850 | 6206850 | 933.8055 | 560.2833 | Industrial Advanced | 0.6 | 6.305 | 639889884519 | CP PIVOT WITH JIB | for wall mounting | 1 | 588.2975 | Catalog Non-Stocked Product | NO | LN | _A | _07 | 63 | 10 | 14
6206870 | 6206870 | 485.1984 | 291.119 | Industrial Advanced | 0.6 | 3.219 | 639889881570 | CP PIVOT W-O JIB | for machine integrated mounting | 1 | 305.675 | Catalog Non-Stocked Product | NO | LN | _A | _07 | 63 | 10 | 14
6206900 | 6206900 | 99.5798 | 59.7479 | Industrial Advanced | 0.6 | 0.218 | 639889868601 | CP 60 SIGNAL PILLAR MOUNT | RAL 7035 | 1 | 62.7353 | Catalog Stocked Product | YES | LS | _A | _07 | 63 | 10 | 14
6212025 | 6212025 | 160.2408 | 96.1445 | Industrial Advanced | 0.6 | 4.85 | 639889867581 | CP 120 ARM SECTION 250MM SOLID | RAL 7035 | 1 | 100.9517 | Catalog Stocked Product | YES | LS | _A | _07 | 63 | 10 | 14
6212050 | 6212050 | 231.5211 | 138.9127 | Industrial Advanced | 0.6 | 9.215 | 639889867598 | CP 120 ARM SECTION 500MM SOLID | RAL 7035 | 1 | 145.8583 | Catalog Stocked Product | YES | LS | _A | _07 | 63 | 10 | 14
6212060 | 6212060 | 2417.3757 | 1450.4254 | Industrial Advanced | 0.6 | 26.014 | 639889905962 | CP-L SUPPORT ARM HEIGHT ADJUST | RAL 7035, WEIGHT RANGE 9-66 LBS. | 1 | 1522.9467 | Catalog Stocked Product | YES | LS | _A | _07 | 63 | 10 | 14
6212065 | 6212065 | 3070.4241 | 1842.2545 | Industrial Advanced | 0.6 | 35.273 | 639889927223 | CP-L SUPPORT ARM HEIGHT ADJUST - 1100MM |  | 1 | 1934.3672 | Catalog Non-Stocked Product | NO | LN | _A | _07 | 63 | 10 | 14
6212100 | 6212100 | 409.1064 | 245.4638 | Industrial Advanced | 0.6 | 18.21 | 639889867604 | CP 120 ARM SECTION 1000MM SOLID | RAL 7035 | 1 | 257.737 | Catalog Stocked Product | YES | LS | _A | _07 | 63 | 10 | 14
6212110 | 6212110 | 453.5307 | 272.1184 | Industrial Advanced | 0.6 | 20.88 | 639889867635 | CP 120 ARM SECTION 1000MM OPEN | RAL 7035 | 1 | 285.7243 | Catalog Stocked Product | YES | LS | _A | _07 | 63 | 10 | 14
6212120 | 6212120 | 4046.8635 | 2428.1181 | Industrial Advanced | 0.6 | 31.305 | 639889905979 | CP-L SUPPORT ARM HEIGHT ADJUST | RAL 7035, WEIGHT RANGE 22-132 LBS. | 1 | 2549.524 | Catalog Stocked Product | YES | LS | _A | _07 | 63 | 10 | 14
6212150 | 6212150 | 263.1888 | 157.9133 | Industrial Advanced | 0.6 | 10.65 | 639889867628 | CP 120 ARM SECTION 500MM OPEN | RAL 7035 | 1 | 165.8089 | Catalog Stocked Product | YES | LS | _A | _07 | 63 | 10 | 14
6212200 | 6212200 | 802.323 | 481.3938 | Industrial Advanced | 0.6 | 35.675 | 639889867611 | CP 120 ARM SECTION 2000MM SOLID | RAL 7035 | 1 | 505.4635 | Catalog Stocked Product | YES | LS | _A | _07 | 63 | 10 | 14
6212210 | 6212210 | 871.9248 | 523.1549 | Industrial Advanced | 0.6 | 41.226 | 639889867642 | CP 120 ARM SECTION 2000MM OPEN | RAL 7035 | 1 | 549.3126 | Catalog Stocked Product | YES | LS | _A | _07 | 63 | 10 | 14
6212300 | 6212300 | 591.5034 | 354.902 | Industrial Advanced | 0.6 | 4.586 | 639889867567 | CP 120 ENCLOSURE COUPLING | ROTATING, RAL 7035 | 1 | 372.6471 | Catalog Stocked Product | YES | LS | _A | _07 | 63 | 10 | 14
6212320 | 6212320 | 296.4231 | 177.8539 | Industrial Advanced | 0.6 | 1.991 | 639889867550 | CP 120 ENCLOSURE COUPLING | NON-ROTATING, RAL 7035 | 1 | 186.7466 | Catalog Non-Stocked Product | NO | LN | _A | _07 | 63 | 10 | 14
6212380 | 6212380 | 838.6905 | 503.2143 | Industrial Advanced | 0.6 | 5.026 | 639889867574 | CP 120 ENCLOSURE COUPLING 90 DEGREE | ROTATING, RAL 7035 | 1 | 528.375 | Catalog Stocked Product | YES | LS | _A | _07 | 63 | 10 | 14
6212500 | 6212500 | 209.3649 | 125.6189 | Industrial Advanced | 0.6 | 1.217 | 639889868137 | CP 60-120 ADAPTER - 130MM TO 120X65 | RAL 7035 | 1 | 131.8999 | Catalog Stocked Product | YES | LS | _A | _07 | 63 | 10 | 14
6212520 | 6212520 | 210.9315 | 126.5589 | Industrial Advanced | 0.6 | 1.204 | 639889880238 | CP 60-120 ADAPTER - 180MM TO 130MM | RAL 7035 | 1 | 132.8868 | Catalog Non-Stocked Product | NO | LN | _A | _07 | 63 | 10 | 14
6212540 | 6212540 | 288.5901 | 173.1541 | Industrial Advanced | 0.6 | 3.536 | 639889880245 | CP 60-120 REINFORCEMENT PLATE | RAL 7035 | 1 | 181.8118 | Catalog Non-Stocked Product | NO | LN | _A | _07 | 63 | 10 | 14
6212600 | 6212600 | 440.6622 | 264.3973 | Industrial Advanced | 0.6 | 2.998 | 639889867659 | CP 120 90 DEGREE ELBOW | RAL 7035 | 1 | 277.6172 | Catalog Stocked Product | YES | LS | _A | _07 | 63 | 10 | 14
6212620 | 6212620 | 1247.685 | 748.611 | Industrial Advanced | 0.6 | 12.081 | 639889867680 | CP 120 INTERMEDIATE HINGE | RAL 7035 | 1 | 786.0415 | Catalog Stocked Product | YES | LS | _A | _07 | 63 | 10 | 14
6212640 | 6212640 | 231.5211 | 138.9127 | Industrial Advanced | 0.6 | 1.653 | 639889867673 | CP 120 TO CP 60 ADAPTER | RAL 7035 | 1 | 145.8583 | Catalog Stocked Product | YES | LS | _A | _07 | 63 | 10 | 14
6212680 | 6212680 | 1247.685 | 748.611 | Industrial Advanced | 0.6 | 15.829 | 639889895294 | CP INTERMEDIATE HINGE | without height offset | 1 | 786.0415 | Catalog Stocked Product | YES | LS | _A | _07 | 63 | 10 | 14
6212700 | 6212700 | 1375.5867 | 825.352 | Industrial Advanced | 0.6 | 12.919 | 639889867703 | CP 120 BASE COUPLING HORIZONTAL OUTLET | ROTATING, RAL 7035 | 1 | 866.6196 | Catalog Stocked Product | YES | LS | _A | _07 | 63 | 10 | 14
6212720 | 6212720 | 1375.5867 | 825.352 | Industrial Advanced | 0.6 | 11.949 | 639889867697 | CP 120 BASE COUPLING VERTICAL OUTLET | ROTATING, RAL 7035 | 1 | 866.6196 | Catalog Stocked Product | YES | LS | _A | _07 | 63 | 10 | 14
6212740 | 6212740 | 1057.5669 | 634.5401 | Industrial Advanced | 0.6 | 14.683 | 639889867727 | CP 120 WALL COUPLING HORIZONTAL OUTLET | ROTATING, RAL 7035 | 1 | 666.2671 | Catalog Stocked Product | YES | LS | _A | _07 | 63 | 10 | 14
6212760 | 6212760 | 1057.5669 | 634.5401 | Industrial Advanced | 0.6 | 13.624 | 639889867710 | CP 120 WALL COUPLING VERTICAL OUTLET | ROTATING, RAL 7035 | 1 | 666.2671 | Catalog Stocked Product | YES | LS | _A | _07 | 63 | 10 | 14
6212780 | 6212780 | 1057.5669 | 634.5401 | Industrial Advanced | 0.6 | 18.342 | 639889895300 | CP120 WALL MOUNT HINGE | HORZ OUTLET | 1 | 666.2671 | Catalog Stocked Product | YES | LS | _A | _07 | 63 | 10 | 14
6212800 | 6212800 | 569.2353 | 341.5412 | Industrial Advanced | 0.6 | 6.287 | 639889867741 | CP 120 WALL-BASE COUPLING LARGE | NON-ROTATING, RAL 7035 | 1 | 358.6182 | Catalog Stocked Product | YES | LS | _A | _07 | 63 | 10 | 14
6212820 | 6212820 | 344.0925 | 206.4555 | Industrial Advanced | 0.6 | 1.367 | 639889867734 | CP 120 WALL-BASE COUPLING SMALL | NON-ROTATING, RAL 7035 | 1 | 216.7783 | Catalog Non-Stocked Product | NO | LN | _A | _07 | 63 | 10 | 14
6212900 | 6212900 | 132.7134 | 79.628 | Industrial Advanced | 0.6 | 0.229 | 639889867666 | CP 120-180 SIGNAL PILLAR MOUNT | RAL 7035 | 1 | 83.6094 | Catalog Stocked Product | YES | LS | _A | _07 | 63 | 10 | 14
6218050 | 6218050 | 277.512 | 166.5072 | Industrial Advanced | 0.6 | 12.147 | 639889868465 | CP 180 ARM SECTION 500MM SOLID | RAL 7035 | 1 | 174.8326 | Catalog Non-Stocked Product | NO | LN | _A | _07 | 63 | 10 | 14
6218100 | 6218100 | 501.0882 | 300.6529 | Industrial Advanced | 0.6 | 23.854 | 639889868472 | CP 180 ARM SECTION 1000MM SOLID | RAL 7035 | 1 | 315.6856 | Catalog Stocked Product | YES | LS | _A | _07 | 63 | 10 | 14
6218110 | 6218110 | 584.9013 | 350.9408 | Industrial Advanced | 0.6 | 24.081 | 639889868502 | CP 180 ARM SECTION 1000MM OPEN | RAL 7035 | 1 | 368.4878 | Catalog Non-Stocked Product | NO | LN | _A | _07 | 63 | 10 | 14
6218150 | 6218150 | 332.9025 | 199.7415 | Industrial Advanced | 0.6 | 12.696 | 639889868496 | CP 180 ARM SECTION 500MM OPEN | RAL 7035 | 1 | 209.7286 | Catalog Non-Stocked Product | NO | LN | _A | _07 | 63 | 10 | 14
6218200 | 6218200 | 883.2267 | 529.936 | Industrial Advanced | 0.6 | 47.432 | 639889868489 | CP 180 ARM SECTION 2000MM SOLID | RAL 7035 | 1 | 556.4328 | Catalog Stocked Product | YES | LS | _A | _07 | 63 | 10 | 14
6218210 | 6218210 | 1131.9804 | 679.1882 | Industrial Advanced | 0.6 | 49.76 | 639889868519 | CP 180 ARM SECTION 2000MM OPEN | RAL 7035 | 1 | 713.1477 | Catalog Non-Stocked Product | NO | LN | _A | _07 | 63 | 10 | 14
6218300 | 6218300 | 616.6809 | 370.0085 | Industrial Advanced | 0.6 | 9.48 | 639889874602 | COUPLING CP180 FOR 130MM DIA HOLE | CP180 CONNECTOR 130MM | 1 | 388.509 | Catalog Stocked Product | YES | LS | _A | _07 | 63 | 10 | 14
6218600 | 6218600 | 800.6445 | 480.3867 | Industrial Advanced | 0.6 | 7.496 | 639889868526 | CP 180 90 DEGREE ELBOW | RAL 7035 | 1 | 504.406 | Catalog Stocked Product | YES | LS | _A | _07 | 63 | 10 | 14
6218620 | 6218620 | 1767.0129 | 1060.2077 | Industrial Advanced | 0.6 | 24.374 | 639889868540 | CP 180 INTERMEDIATE HINGE | RAL 7035 | 1 | 1113.2181 | Catalog Stocked Product | YES | LS | _A | _07 | 63 | 10 | 14
6218640 | 6218640 | 245.8443 | 147.5066 | Industrial Advanced | 0.6 | 3.351 | 639889868533 | CP 180 TO CP 120 ADAPTER | RAL 7035 | 1 | 154.8819 | Catalog Stocked Product | YES | LS | _A | _07 | 63 | 10 | 14
6218700 | 6218700 | 2242.0284 | 1345.217 | Industrial Advanced | 0.6 | 41.77 | 639889868557 | CP 180 BASE COUPLING HORIZONTAL OUTLET | ROTATING, RAL 7035 | 1 | 1412.4779 | Catalog Stocked Product | YES | LS | _A | _07 | 63 | 10 | 14
6218740 | 6218740 | 1814.0109 | 1088.4065 | Industrial Advanced | 0.6 | 30.071 | 639889868564 | CP 180 WALL COUPLING HORIZONTAL OUTLET | ROTATING, RAL 7035 | 1 | 1142.8269 | Catalog Stocked Product | YES | LS | _A | _07 | 63 | 10 | 14
6218820 | 6218820 | 665.805 | 399.483 | Industrial Advanced | 0.6 | 11.413 | 639889868571 | CP 180 WALL-BASE COUPLING SMALL | NON-ROTATING, RAL 7035 | 1 | 419.4571 | Catalog Stocked Product | YES | L8 | _A | _07 | 63 | 10 | 14
6315150 | 6315150 | 622.8354 | 373.7012 | Industrial Advanced | 0.6 | 15.476 | 639889917347 | AX OPERATING HOUSING W-HANDLE STRIPS | FRONT, 300H X 300W X 210D | 1 | 392.3863 | Catalog Stocked Product | YES | LS | _A | _02 | 20 | 10 | 14
6315250 | 6315250 | 633.6897 | 380.2138 | Industrial Advanced | 0.6 | 17.769 | 639889917354 | AX OPERATING HOUSING W-HANDLE STRIPS | FRONT, 300H X 380W X 210D | 1 | 399.2245 | Catalog Stocked Product | YES | LS | _A | _02 | 20 | 10 | 14
6315350 | 6315350 | 676.2117 | 405.727 | Industrial Advanced | 0.6 | 20.414 | 639889917361 | AX OPERATING HOUSING W-HANDLE STRIPS | FRONT, 380H X 380W X 210D | 1 | 426.0134 | Catalog Stocked Product | YES | LS | _A | _02 | 20 | 10 | 14
6315450 | 6315450 | 890.0526 | 534.0316 | Industrial Advanced | 0.6 | 29.101 | 639889917378 | AX OPERATING HOUSING W-HANDLE STRIPS | FRONT, 500H X 500W X 210D | 1 | 560.7331 | Catalog Stocked Product | YES | LS | _A | _02 | 20 | 10 | 14
6315650 | 6315650 | 986.1747 | 591.7048 | Industrial Advanced | 0.6 | 39.537 | 639889917385 | AX OPERATING HOUSING W-HANDLE STRIPS | FRONT, 600H X 600W X 210D | 1 | 621.2901 | Catalog Stocked Product | YES | LS | _A | _02 | 20 | 10 | 14
6320050 | 6320050 | 609.0717 | 365.443 | Industrial Advanced | 0.6 | 10.097 | 639889917392 | AX OPERATING HOUSING W-HANDLE STRIPS | REAR, 200H X 300W X 155D | 1 | 383.7152 | Catalog Non-Stocked Product | NO | LN | _A | _02 | 20 | 10 | 14
6320350 | 6320350 | 711.5721 | 426.9433 | Industrial Advanced | 0.6 | 20.194 | 639889917408 | AX OPERATING HOUSING W-HANDLE STRIPS | REAR, 380H X 380W X 210D | 1 | 448.2904 | Catalog Stocked Product | YES | LS | _A | _02 | 20 | 10 | 14
6320450 | 6320450 | 920.4894 | 552.2936 | Industrial Advanced | 0.6 | 28.66 | 639889917415 | AX OPERATING HOUSING W-HANDLE STRIPS | REAR, 500H X 500W X 210D | 1 | 579.9083 | Catalog Stocked Product | YES | LS | _A | _02 | 20 | 10 | 14
6320550 | 6320550 | 838.131 | 502.8786 | Industrial Advanced | 0.6 | 27.778 | 639889917422 | AX OPERATING HOUSING W-HANDLE STRIPS | REAR, 380H X 600W X 210D | 1 | 528.0225 | Catalog Stocked Product | YES | LS | _A | _02 | 20 | 10 | 14
6320650 | 6320650 | 1041.2295 | 624.7377 | Industrial Advanced | 0.6 | 40.862 | 639889917439 | AX OPERATING HOUSING W-HANDLE STRIPS | REAR, 600H X 600W X 210D | 1 | 655.9746 | Catalog Stocked Product | YES | LS | _A | _02 | 20 | 10 | 14
6321010 | 6321010 | 424.9962 | 254.9977 | Industrial Advanced | 0.6 | 7.341 | 639889874275 | KEYBOARD SUPPORT | FOR OPERATOR HOUSING | 1 | 267.7476 | Catalog Stocked Product | YES | LS | _A | _07 | 62 | 10 | 14
6321050 | 6321050 | 2347.9977 | 1408.7986 | Industrial Advanced | 0.6 | 34.524 | 639889912878 | AX COMMAND PANEL FOR TFT UP TO 24IN. | WHD 650x450x155 mm | 1 | 1479.2386 | Catalog Stocked Product | YES | LS | _A | _02 | 20 | 10 | 14
6340000 | 6340000 | 849.8805 | 509.9283 | Industrial Advanced | 0.6 | 8.113 | 639889004818 | 0238H0241W0087D W-CP-S CUTOUT | WXH = 241 X 238 MM | 1 | 535.4247 | Catalog Non-Stocked Product | NO | LN | _A | _07 | 62 | 10 | 14
6340300 | 6340300 | 973.3062 | 583.9837 | Industrial Advanced | 0.6 | 9.083 | 639889004849 | 0238H0315W0087D W-CP-S CUTOUT | WXH = 315 X 238 MM | 1 | 613.1829 | Catalog Non-Stocked Product | NO | LN | _A | _07 | 62 | 10 | 14
6340400 | 6340400 | 1024.1088 | 614.4653 | Industrial Advanced | 0.6 | 12.257 | 639889004856 | 0388H0315W0087D W-CP-S CUTOUT | WXH = 315 X 388 MM | 1 | 645.1885 | Catalog Non-Stocked Product | NO | LN | _A | _07 | 62 | 10 | 14
6341000 | 6341000 | 110.8258 | 66.4955 | Industrial Advanced | 0.6 | 0.419 | 639889004863 | MTG BRACKET F COMPACT PANEL | VERT/HORIZ MTG | 2 | 69.8202 | Catalog Non-Stocked Product | NO | LN | _A | _10 | 90 | 10 | 14
6372541 | 6372541 | 1311.1323 | 786.6794 | Industrial Advanced | 0.6 | 22.928 | 639889857834 | COMFORT PANEL - 520x400x74 MM | BASE PROGRAM | 1 | 826.0133 | Catalog Stocked Product | YES | LS | _A | _07 | 62 | 10 | 14
6372542 | 6372542 | 1609.9053 | 965.9432 | Industrial Advanced | 0.6 | 29.42 | 639889857841 | COMFORT PANEL - 520x400x152 MM | BASE PROGRAM | 1 | 1014.2403 | Catalog Non-Stocked Product | NO | LN | _A | _07 | 62 | 10 | 14
6372543 | 6372543 | 2383.3581 | 1430.0149 | Industrial Advanced | 0.6 | 42.54 | 639889857858 | COMFORT PANEL - 520x400x191 MM | BASE PROGRAM | 1 | 1501.5156 | Catalog Non-Stocked Product | NO | LN | _A | _07 | 62 | 10 | 14
6372551 | 6372551 | 1541.8701 | 925.1221 | Industrial Advanced | 0.6 | 19.4 | 639889857865 | COMFORT PANEL - 520x500x74 MM | BASE PROGRAM | 1 | 971.3782 | Catalog Non-Stocked Product | NO | LN | _A | _07 | 62 | 50 | 14
6372552 | 6372552 | 1795.7712 | 1077.4627 | Industrial Advanced | 0.6 | 38.305 | 639889857872 | COMFORT PANEL - 520x500x152 MM | BASE PROGRAM | 1 | 1131.3359 | Catalog Non-Stocked Product | NO | LN | _A | _07 | 62 | 10 | 14
6372553 | 6372553 | 2507.679 | 1504.6074 | Industrial Advanced | 0.6 | 39.903 | 639889857889 | COMFORT PANEL - 520x500x191 MM | BASE PROGRAM | 1 | 1579.8378 | Catalog Non-Stocked Product | NO | LN | _A | _07 | 62 | 10 | 14
6372562 | 6372562 | 1980.2943 | 1188.1766 | Industrial Advanced | 0.6 | 44.797 | 639889857902 | COMFORT PANEL - 520x600x152 MM | BASE PROGRAM | 1 | 1247.5854 | Catalog Non-Stocked Product | NO | LN | _A | _07 | 62 | 10 | 14
6372563 | 6372563 | 2629.4262 | 1577.6557 | Industrial Advanced | 0.6 | 44.841 | 639889857919 | COMFORT PANEL - 520x600x191 MM | BASE PROGRAM | 1 | 1656.5385 | Catalog Non-Stocked Product | NO | LN | _A | _07 | 62 | 10 | 14
6375010 | 6375010 | 176.1306 | 105.6784 | Industrial Advanced | 0.6 | 1.314 | 639889853393 | COMFORT PANEL HANDLE SET | HORIZONTAL - 482.6MM (19") | 1 | 110.9623 | Catalog Non-Stocked Product | NO | LN | _A | _07 | 62 | 10 | 14
6380000 | 6380000 | 979.7964 | 587.8778 | Industrial Advanced | 0.6 | 13.598 | 639889095557 | 7HU-19 W-100D OPTIPANEL |  | 1 | 617.2717 | Catalog Non-Stocked Product | NO | LN | _A | _07 | 62 | 10 | 14
6380020 | 6380020 | 968.6064 | 581.1638 | Industrial Advanced | 0.6 | 13.686 | 639889377189 | 0343H0430W0100D OPTIPANEL | FOR WHD = 430 X 343 X 100 MM | 1 | 610.222 | Catalog Non-Stocked Product | NO | LN | _A | _07 | 62 | 10 | 14
6380040 | 6380040 | 987.6294 | 592.5776 | Industrial Advanced | 0.6 | 14.083 | 639889377202 | 0355H0483W0100D OPTIPANEL |  | 1 | 622.2065 | Catalog Non-Stocked Product | NO | LN | _A | _07 | 62 | 10 | 14
6380400 | 6380400 | 1233.3618 | 740.0171 | Industrial Advanced | 0.6 | 17.996 | 639889857926 | OPTI-PANEL - 520x400x100 MM | BASE PROGRAM | 1 | 777.0179 | Catalog Non-Stocked Product | NO | LN | _A | _07 | 62 | 10 | 14
6380410 | 6380410 | 1416.0945 | 849.6567 | Industrial Advanced | 0.6 | 22.731 | 639889857933 | 4PTI-PANEL - 520x400x150 MM | BASE PROGRAM | 1 | 892.1395 | Catalog Non-Stocked Product | NO | LN | _A | _07 | 62 | 10 | 14
6380510 | 6380510 | 1541.8701 | 925.1221 | Industrial Advanced | 0.6 | 25.346 | 639889857957 | OPTI-PANEL - 520x500x150 MM | BASE PROGRAM | 1 | 971.3782 | Catalog Non-Stocked Product | NO | LN | _A | _07 | 62 | 10 | 14
6380610 | 6380610 | 1664.8482 | 998.9089 | Industrial Advanced | 0.6 | 26.784 | 639889857971 | OPTI-PANEL - 520x600x150 MM | BASE PROGRAM | 1 | 1048.8544 | Catalog Non-Stocked Product | NO | LN | _A | _07 | 62 | 10 | 14
6385010 | 6385010 | 172.8855 | 103.7313 | Industrial Advanced | 0.6 | 1.411 | 639889004887 | HORIZ HANDLE SET | OPTIPANEL, 19" | 1 | 108.9179 | Catalog Non-Stocked Product | NO | LN | _A | _07 | 62 | 10 | 14
6446030 | 6446030 | 1497.5577 | 1272.924 | IT Advanced | 0.85 | 4.012 | 639889866898 | BUILT-IN KEYBOARD 19IN.-4U | TOUCH PAD WITH 2 USB GERMAN | 1 | 1123.1683 | Catalog Non-Stocked Product | NO | LN | _A | _10 | 87 | 10 | 24
6450010 | 6450010 | 5775.0471 | 4908.79 | IT Advanced | 0.85 | 14.374 | 639889004931 | 15IN TFT MONITOR | no preferential origin | 1 | 4331.2853 | Catalog Non-Stocked Product | NO | LN | _D | _41 | 10 | 10 | 24
6450020 | 6450020 | 7922.0724 | 6733.7615 | IT Advanced | 0.85 | 16.005 | 639889004948 | SM TFT MONITOR 17IN. |  | 1 | 5941.5543 | Catalog Non-Stocked Product | NO | LN | _D | _41 | 10 | 10 | 24
6501000 | 6501000 | 96.0773 | 57.6464 | Industrial Advanced | 0.6 | 5.335 | 639889349681 | EXTRUSION,500MM,CP-S,RAL7035 | CP SUPPORT ARM 500 MM (F. STEEL ELECTR. CAB.) | 1 | 60.5287 | Catalog Stocked Product | YES | LS | _A | _07 | 63 | 10 | 14
6501020 | 6501020 | 163.374 | 98.0244 | Industrial Advanced | 0.6 | 10.406 | 639889349704 | EXTRUSION 1000MM CP-S RAL7035 | CP SUPPORT ARM 1000 MM | 1 | 102.9256 | Catalog Stocked Product | YES | LS | _A | _07 | 63 | 10 | 14
6501050 | 6501050 | 252.1107 | 151.2664 | Industrial Advanced | 0.6 | 2.91 | 639889349735 | CP-S ENCL COUPLING 350 DEG | RAL7024 | 1 | 158.8297 | Catalog Stocked Product | YES | LS | _A | _07 | 63 | 10 | 14
6501070 | 6501070 | 135.9585 | 81.5751 | Industrial Advanced | 0.6 | 2.099 | 639889349759 | CP-S ENCL COUPLING RAL7024 | CP SUPPORT ARM 500 MM | 1 | 85.6539 | Catalog Non-Stocked Product | NO | LN | _A | _07 | 63 | 10 | 14
6501110 | 6501110 | 196.7202 | 118.0321 | Industrial Advanced | 0.6 | 1.499 | 639889349797 | CP-S WALL-FLOOR MNT BRK T | RAL7024 | 1 | 123.9337 | Catalog Stocked Product | YES | LS | _A | _07 | 63 | 10 | 14
6501120 | 6501120 | 683.2614 | 409.9568 | Industrial Advanced | 0.6 | 3.492 | 639889377233 | CP-S 90 DEG ENCL COUPLING |  | 1 | 430.4547 | Catalog Stocked Product | YES | LS | _A | _07 | 63 | 10 | 14
6501130 | 6501130 | 410.673 | 246.4038 | Industrial Advanced | 0.6 | 3.534 | 639889377240 | CP-S ENCL COUPLING SQUARE |  | 1 | 258.724 | Catalog Stocked Product | YES | LS | _A | _07 | 63 | 10 | 14
6501140 | 6501140 | 328.2027 | 196.9216 | Industrial Advanced | 0.6 | 2.469 | 639889377257 | CP-S 90 DEG ELBOW |  | 1 | 206.7677 | Catalog Stocked Product | YES | LS | _A | _07 | 63 | 10 | 14
6501150 | 6501150 | 656.2935 | 393.7761 | Industrial Advanced | 0.6 | 4.691 | 639889377264 | CP-S VERTICAL MOUNTED HINGE |  | 1 | 413.4649 | Catalog Stocked Product | YES | LS | _A | _07 | 63 | 10 | 14
6501160 | 6501160 | 656.2935 | 393.7761 | Industrial Advanced | 0.6 | 3.836 | 639889377271 | CP-S HORIZONTAL MOUNTED HINGE |  | 1 | 413.4649 | Catalog Stocked Product | YES | LS | _A | _07 | 63 | 10 | 14
6505100 | 6505100 | 66.4686 | 39.8812 | Industrial Advanced | 0.6 | 0.284 | 639889095571 | COVER PLATE FOR CP-L ARM 120 X | 65MM | 1 | 41.8752 | Catalog Non-Stocked Product | NO | LN | _A | _07 | 63 | 10 | 14
6505200 | 6505200 | 68.1583 | 40.895 | Industrial Advanced | 0.6 | 0.223 | 639889005075 | COVER PLATE F COMPACT PANEL | CONNECTION CP-S | 1 | 42.9397 | Catalog Non-Stocked Product | NO | LN | _A | _07 | 63 | 10 | 14
6505500 | 6505500 | 81.0939 | 48.6564 | Industrial Advanced | 0.6 | 0.293 | 639889327283 | CUTOUT COVER PLATE F-CP 6500 | CP SUPPORT ARM 500 MM | 1 | 51.0892 | Catalog Stocked Product | YES | LS | _A | _07 | 62 | 10 | 14
6514200 | 6514200 | 347.2257 | 208.3354 | Industrial Advanced | 0.6 | 1.201 | 639889377301 | KEYBOARD SUPPORT BARS | VE=2ST]CK | 2 | 218.7522 | Catalog Non-Stocked Product | NO | LN | _A | _07 | 63 | 10 | 14
6535010 | 6535010 | 1641.2373 | 984.7424 | Industrial Advanced | 0.6 | 13.889 | 639889327443 | 0300H0300W0150D CP S-S | BASED ON AE | 1 | 1033.9795 | Catalog Non-Stocked Product | NO | LN | _A | _07 | 62 | 1E | 14
6536010 | 6536010 | 1747.3185 | 1048.3911 | Industrial Advanced | 0.6 | 16.402 | 639889327450 | 0300H0400W0150D CP S-S | BASED ON AE | 1 | 1100.8107 | Catalog Non-Stocked Product | NO | LN | _A | _07 | 62 | 1E | 14
6538010 | 6538010 | 1968.4329 | 1181.0597 | Industrial Advanced | 0.6 | 19.511 | 639889327467 | 0400H0400W0150D CP S-S | BASED ON AE | 1 | 1240.1127 | Catalog Stocked Product | YES | LS | _A | _07 | 62 | 1E | 14
6539010 | 6539010 | 2139.9756 | 1283.9854 | Industrial Advanced | 0.6 | 26.786 | 639889327474 | 0400H0600W0150D CP S-S | BASED ON AE | 1 | 1348.1846 | Catalog Stocked Product | YES | LS | _A | _07 | 62 | 1E | 14
6660010 | 6660010 | 372.627 | 223.5762 | Industrial Advanced | 0.6 | 8.598 | 639889350069 | SUPPORT ARM CP S-S 1000MM | CP SUPPORT ARM | 1 | 234.755 | Catalog Stocked Product | YES | LS | _A | _07 | 63 | 1E | 14
6660050 | 6660050 | 255.3558 | 153.2135 | Industrial Advanced | 0.6 | 4.586 | 639889350083 | SUPPORT ARM CP S-S 0500MM | CP SUPPORT ARM | 1 | 160.8742 | Catalog Stocked Product | YES | LS | _A | _07 | 63 | 1E | 14
6663000 | 6663000 | 765.8436 | 459.5062 | Industrial Advanced | 0.6 | 3.787 | 639889116658 | 2TG BRK T F WALL-BASE S-S | CP WALL/BASE MOUNTING BRACKET | 1 | 482.4815 | Catalog Stocked Product | YES | LS | _A | _07 | 63 | 1E | 14
6663400 | 6663400 | 1395.2811 | 837.1687 | Industrial Advanced | 0.6 | 10.317 | 639889273863 | S-S SWIVEL BASE MOUNTING | BRACKET EXTERNALLY FASTENED | 1 | 879.0271 | Catalog Stocked Product | YES | LS | _A | _07 | 63 | 1E | 14
6663500 | 6663500 | 1250.8182 | 750.4909 | Industrial Advanced | 0.6 | 8.774 | 639889273870 | S-S SWIVEL BASE MOUNTING | BRACKET INTERNALLY FASTENED | 1 | 788.0155 | Catalog Stocked Product | YES | LS | _A | _07 | 63 | 1E | 14
6664000 | 6664000 | 667.4835 | 400.4901 | Industrial Advanced | 0.6 | 2.65 | 639889116702 | ENCLOSURE COUPLING S-S | CP ENCLOSURE COUPLING | 1 | 420.5146 | Catalog Stocked Product | YES | LS | _A | _07 | 63 | 1E | 14
6664100 | 6664100 | 494.8218 | 296.8931 | Industrial Advanced | 0.6 | 1.59 | 639889327481 | CP TILT ADAPTOR 10 DEG -S-S | S/S | 1 | 311.7377 | Catalog Non-Stocked Product | NO | LN | _A | _07 | 63 | 1E | 14
6664300 | 6664300 | 252.1107 | 151.2664 | Industrial Advanced | 0.6 | 3.792 | 639889860360 | SUPPORT ARM CP S-S ANGLE PIECE 90 DEG. | CPS SUPPORT ARM | 1 | 158.8297 | Catalog Stocked Product | YES | LS | _A | _07 | 63 | 1E | 14
6664500 | 6664500 | 642.0822 | 385.2493 | Industrial Advanced | 0.6 | 3.042 | 639889350090 | S-S FIXED ENCL COUPLING | CP TILTING ADAPTOR +/- 30 DEG. | 1 | 404.5118 | Catalog Stocked Product | YES | LS | _A | _07 | 63 | 1E | 14
6665000 | 6665000 | 1114.6359 | 668.7815 | Industrial Advanced | 0.6 | 3.175 | 639889287211 | WALL BRACKET S-S REAR FASTEN | FASTENING S/S | 1 | 702.2206 | Catalog Non-Stocked Product | NO | LN | _A | _07 | 63 | 1E | 14
6665500 | 6665500 | 1046.4888 | 627.8933 | Industrial Advanced | 0.6 | 3.133 | 639889287228 | WALL BRACKET S-S FRONT FASTEN | FASTENING | 1 | 659.2879 | Catalog Non-Stocked Product | NO | LN | _A | _07 | 63 | 1E | 14
6700600 | 6700600 | 1203.1488 | 721.8893 | Industrial Advanced | 0.6 | 72.751 | 639889925885 | TP PEDESTAL 0675H0600W0400D |  | 1 | 757.9837 | Catalog Stocked Product | YES | L8 | _A | _07 | 64 | 10 | 14
6701600 | 6701600 | 1322.0985 | 793.2591 | Industrial Advanced | 0.6 | 91.843 | 639889925908 | TP PEDESTAL 0675H0800W0400D |  | 1 | 832.9221 | Catalog Stocked Product | YES | LS | _A | _07 | 64 | 10 | 14
6702600 | 6702600 | 1848.0285 | 1108.8171 | Industrial Advanced | 0.6 | 133.377 | 639889925922 | TP PEDESTAL 0675H1200W0400D |  | 1 | 1164.258 | Catalog Non-Stocked Product | NO | LN | _A | _07 | 64 | 10 | 14
6703600 | 6703600 | 2129.457 | 1277.6742 | Industrial Advanced | 0.6 | 176.367 | 639889925946 | TP PEDESTAL 0675H1600W0400D |  | 1 | 1341.5579 | Catalog Stocked Product | YES | L8 | _A | _07 | 64 | 10 | 14
6704600 | 6704600 | 1426.6131 | 855.9679 | Industrial Advanced | 0.6 | 99.206 | 639889925892 | TP PEDESTAL 0675H0600W0500D |  | 1 | 898.7663 | Catalog Stocked Product | YES | L8 | _A | _07 | 64 | 10 | 14
6705600 | 6705600 | 1535.268 | 921.1608 | Industrial Advanced | 0.6 | 115.741 | 639889925915 | TP PEDESTAL 0675H0800W0500D |  | 1 | 967.2188 | Catalog Stocked Product | YES | LS | _A | _07 | 64 | 10 | 14
6706600 | 6706600 | 2130.6879 | 1278.4127 | Industrial Advanced | 0.6 | 160.935 | 639889925939 | TP PEDESTAL 0675H1200W0500D |  | 1 | 1342.3334 | Catalog Stocked Product | YES | L8 | _A | _07 | 64 | 10 | 14
6707600 | 6707600 | 2464.4856 | 1478.6914 | Industrial Advanced | 0.6 | 198.413 | 639889925953 | TP PEDESTAL 0675H1600W0500D |  | 1 | 1552.6259 | Catalog Stocked Product | YES | LS | _A | _07 | 64 | 10 | 14
6710500 | 6710500 | 1337.5407 | 802.5244 | Industrial Advanced | 0.6 | 48.913 | 639889844377 | TP DESK UNIT 0235H0600W0700D | HINGED REAR LID | 1 | 842.6506 | Catalog Stocked Product | YES | L8 | _A | _07 | 64 | 10 | 14
6711500 | 6711500 | 1448.8812 | 869.3287 | Industrial Advanced | 0.6 | 63.715 | 639889844384 | TP DESK UNIT 0235H0800W0700D | HINGED REAR LID | 1 | 912.7952 | Catalog Stocked Product | YES | LS | _A | _07 | 64 | 10 | 14
6712500 | 6712500 | 1829.6769 | 1097.8061 | Industrial Advanced | 0.6 | 88.183 | 639889844391 | TP DESK UNIT 0235H1200W0700D | HINGED REAR LID | 1 | 1152.6964 | Catalog Stocked Product | YES | LS | _A | _07 | 64 | 10 | 14
6713500 | 6713500 | 2143.8921 | 1286.3353 | Industrial Advanced | 0.6 | 130.071 | 639889844407 | TP DESK UNIT 0235H1600W0700D | HINGED REAR LID | 1 | 1350.652 | Catalog Stocked Product | YES | LS | _A | _07 | 64 | 10 | 14
6714500 | 6714500 | 1066.9665 | 640.1799 | Industrial Advanced | 0.6 | 40.741 | 639889844339 | TP DESK UNIT 0235H0600W0700D | W x D 600 x 700 mm | 1 | 672.1889 | Catalog Stocked Product | YES | LS | _A | _07 | 64 | 10 | 14
6715500 | 6715500 | 1158.9483 | 695.369 | Industrial Advanced | 0.6 | 48.501 | 639889844346 | TP DESK UNIT 0235H0800W0700D | W x D 800 x 700 mm | 1 | 730.1374 | Catalog Stocked Product | YES | LS | _A | _07 | 64 | 10 | 14
6716500 | 6716500 | 1530.0087 | 918.0052 | Industrial Advanced | 0.6 | 75.617 | 639889844353 | TP DESK UNIT 0235H1200W0700D | W x D 1200 x 700 mm | 1 | 963.9055 | Catalog Stocked Product | YES | LS | _A | _07 | 64 | 10 | 14
6717500 | 6717500 | 1677.9405 | 1006.7643 | Industrial Advanced | 0.6 | 105.82 | 639889844360 | TP DESK UNIT 0235H1600W0700D | W x D 1600 x 700 mm | 1 | 1057.1025 | Catalog Stocked Product | YES | LS | _A | _07 | 64 | 10 | 14
6720500 | 6720500 | 1141.4919 | 684.8951 | Industrial Advanced | 0.6 | 44.555 | 639889844292 | TP CONSOLE 0700H600W0240D | W x H 600 x 700 mm | 1 | 719.1399 | Catalog Stocked Product | YES | LS | _A | _07 | 64 | 10 | 14
6721500 | 6721500 | 1241.3067 | 744.784 | Industrial Advanced | 0.6 | 50.705 | 639889844308 | TP CONSOLE 0700H0800W0240D | W x H 800 x 700 mm | 1 | 782.0232 | Catalog Stocked Product | YES | LS | _A | _07 | 64 | 10 | 14
6722500 | 6722500 | 1651.644 | 990.9864 | Industrial Advanced | 0.6 | 77.16 | 639889844315 | TP CONSOLE 0700H1200W0240D | W x H 1200 x 700 mm | 1 | 1040.5357 | Catalog Stocked Product | YES | LS | _A | _07 | 64 | 10 | 14
6723500 | 6723500 | 1951.536 | 1170.9216 | Industrial Advanced | 0.6 | 112.434 | 639889844322 | TP CONSOLE 0700H1600W0240D | W x H 1600 x 700 mm | 1 | 1229.4677 | Catalog Stocked Product | YES | LS | _A | _07 | 64 | 10 | 14
6730030 | 6730030 | 410.673 | 246.4038 | Industrial Advanced | 0.6 | 23.228 | 639889844520 | TP TRIM PLATE 1600W0400D | PEDESTAL | 1 | 258.724 | Catalog Non-Stocked Product | NO | LN | _A | _07 | 64 | 10 | 14
6730110 | 6730110 | 272.5884 | 163.553 | Industrial Advanced | 0.6 | 15.28 | 639889844544 | TP TRIM PLATE 0800W0500D | PEDESTAL | 1 | 171.7307 | Catalog Non-Stocked Product | NO | LN | _A | _07 | 64 | 10 | 14
6730120 | 6730120 | 374.1936 | 224.5162 | Industrial Advanced | 0.6 | 21.764 | 639889844551 | TP TRIM PLATE 1200W0500D | PEDESTAL | 1 | 235.742 | Catalog Non-Stocked Product | NO | LN | _A | _07 | 64 | 10 | 14
6730130 | 6730130 | 444.0192 | 266.4115 | Industrial Advanced | 0.6 | 28.084 | 639889844568 | TP TRIM PLATE 1600W0500D | PEDESTAL | 1 | 279.7321 | Catalog Non-Stocked Product | NO | LN | _A | _07 | 64 | 10 | 14
6730310 | 6730310 | 92.2056 | 55.3234 | Industrial Advanced | 0.6 | 4.647 | 639889848207 | TP MOUNTING PLATE 0435H0200W | L x A 200 x 435 mm | 1 | 58.0895 | Catalog Stocked Product | YES | L8 | _A | _07 | 64 | 10 | 14
6730330 | 6730330 | 145.2462 | 87.1477 | Industrial Advanced | 0.6 | 10.538 | 639889848214 | TP MOUNTING PLATE 0435H0500W |  | 1 | 91.5051 | Catalog Non-Stocked Product | NO | LN | _A | _07 | 64 | 10 | 14
6730340 | 6730340 | 179.2638 | 107.5583 | Industrial Advanced | 0.6 | 14.98 | 639889848221 | TP MOUNTING PLATE 0435H0700W |  | 1 | 112.9362 | Catalog Stocked Product | YES | LS | _A | _07 | 64 | 10 | 14
6731120 | 6731120 | 107.5583 | 64.535 | Industrial Advanced | 0.6 | 2.088 | 639889860384 | TP ALUMINUM STRIP | 1750MM | 1 | 67.7617 | Catalog Stocked Product | YES | LS | _A | _07 | 64 | 10 | 14
6740600 | 6740600 | 2019.5712 | 1211.7427 | Industrial Advanced | 0.6 | 165.344 | 639889925984 | 0960H1000W0400-0522D TP CONSOLE |  | 1 | 1272.3299 | Catalog Stocked Product | YES | LS | _A | _07 | 64 | 10 | 14
6742600 | 6742600 | 2317.8966 | 1390.738 | Industrial Advanced | 0.6 | 206.129 | 639889925991 | 0960H1200W0400-0523D TP CONSOLE |  | 1 | 1460.2749 | Catalog Stocked Product | YES | L8 | _A | _07 | 64 | 10 | 14
6746600 | 6746600 | 1522.1757 | 913.3054 | Industrial Advanced | 0.6 | 113.757 | 639889925960 | 0960H0600W0400-0520D TP CONSOLE |  | 1 | 958.9707 | Catalog Stocked Product | YES | LS | _A | _07 | 64 | 10 | 14
6748600 | 6748600 | 1785.2526 | 1071.1516 | Industrial Advanced | 0.6 | 140.432 | 639889925977 | 0960H0800W0400-0521D TP CONSOLE |  | 1 | 1124.7091 | Catalog Stocked Product | YES | LS | _A | _07 | 64 | 10 | 14
6900000 | 6900000 | 2777.2461 | 1666.3477 | Industrial Advanced | 0.6 | 121.032 | 639889350106 | 0900H0600W0600D IW ENCL | W/DESIGN FRT DOOR | 1 | 1749.665 | Catalog Stocked Product | YES | LS | _A | _07 | 61 | 10 | 14
6900400 | 6900400 | 4523.2218 | 2713.9331 | Industrial Advanced | 0.6 | 160.935 | 639889350137 | 0900H0600W0600D IW ENCL | W/EXTENDED DRAWER | 1 | 2849.6297 | Catalog Non-Stocked Product | NO | LN | _A | _07 | 61 | 10 | 14
6900700 | 6900700 | 2687.6142 | 1612.5685 | Industrial Advanced | 0.6 | 0 | 639889928367 | IW HOUSING 900X600X600MM | DESIGNER DOOR, REAR PANEL | 1 | 1693.1969 | Catalog Stocked Product | YES | L8 | _A | _07 | 61 | 10 | 14
6900710 | 6900710 | 2800.4094 | 1680.2456 | Industrial Advanced | 0.6 | 110.229 | 639889928374 | IW HOUSING 900X600X600MM | DESIGNER DOOR, REAR DOOR | 1 | 1764.2579 | Catalog Stocked Product | YES | L8 | _A | _07 | 61 | 10 | 14
6900720 | 6900720 | 4397.8938 | 2638.7363 | Industrial Advanced | 0.6 | 0 | 639889928381 | IW HOUSING 900X600X600MM | DESIGNER DOOR REAR DOOR DRAWER | 1 | 2770.6731 | Catalog Non-Stocked Product | NO | LN | _A | _07 | 61 | 10 | 14
6900730 | 6900730 | 5267.9163 | 3160.7498 | Industrial Advanced | 0.6 | 143.298 | 639889928398 | IW HOUSING 900X600X600MM | DESIGNER DOOR REAR DOORS KB DRAWER | 1 | 3318.7873 | Catalog Non-Stocked Product | NO | LN | _A | _07 | 61 | 10 | 14
6900740 | 6900740 | 4993.0899 | 2995.8539 | Industrial Advanced | 0.6 | 0 | 639889928404 | IW HOUSING 1000X600X645MM | DESIGNER DOOR REAR DOOR KB DRAWER WORKTOP | 1 | 3145.6466 | Catalog Stocked Product | YES | L8 | _A | _07 | 61 | 10 | 14
6901100 | 6901100 | 5159.3733 | 3095.624 | Industrial Advanced | 0.6 | 201.058 | 639889350168 | 1000H0600W0600D IW ENCL | W/SILLPLATE | 1 | 3250.4052 | Catalog Non-Stocked Product | NO | LN | _A | _07 | 61 | 10 | 14
6902100 | 6902100 | 750.4014 | 450.2408 | Industrial Advanced | 0.6 | 47.399 | 639889350229 | WORK SURFACE IW LARGE | WHD 1000X38X895 | 1 | 472.7529 | Catalog Non-Stocked Product | NO | LN | _A | _07 | 61 | 10 | 14
6902300 | 6902300 | 371.1723 | 222.7034 | Industrial Advanced | 0.6 | 22.972 | 639889350267 | WORK SURFACE SMALL | 610X645X38 | 1 | 233.8385 | Catalog Stocked Product | YES | LS | _A | _07 | 61 | 10 | 14
6902310 | 6902310 | 573.5994 | 344.1596 | Industrial Advanced | 0.6 | 33.258 | 639889350274 | WORK SURFACE FOR PEDISTAL | 950X600X38 | 1 | 361.3676 | Catalog Non-Stocked Product | NO | LN | _A | _07 | 61 | 10 | 14
6902700 | 6902700 | 554.4645 | 332.6787 | Industrial Advanced | 0.6 | 19.092 | 639889350366 | 0085H DRAWER IW SMALL | W/TELESCOPIC RAILS | 1 | 349.3126 | Catalog Non-Stocked Product | NO | LN | _A | _07 | 61 | 10 | 14
6902770 | 6902770 | 69.613 | 41.7678 | Industrial Advanced | 0.6 | 0.055 | 639889005341 | CABLE ENTRY F WORKTOPS | RAL 7035 | 1 | 43.8562 | Catalog Non-Stocked Product | NO | LN | _A | _07 | 61 | 10 | 14
6902950 | 6902950 | 266.0982 | 159.6589 | Industrial Advanced | 0.6 | 10.467 | 639889377417 | INTERNAL SHELF F TOWER PC DOOR |  | 1 | 167.6419 | Catalog Non-Stocked Product | NO | LN | _A | _07 | 61 | 10 | 14
6902960 | 6902960 | 419.0655 | 251.4393 | Industrial Advanced | 0.6 | 15.906 | 639889350403 | EQUIP SHELF IW 0600 D | FOR TS8-DEPTH=600 MM | 1 | 264.0113 | Catalog Non-Stocked Product | NO | LN | _A | _07 | 61 | 10 | 14
6902980 | 6902980 | 490.6815 | 294.4089 | Industrial Advanced | 0.6 | 19.478 | 639889350410 | EQUIP SHELF IW 0800 D | FOR TS8-DEPTH=800 MM | 1 | 309.1293 | Catalog Non-Stocked Product | NO | LN | _A | _07 | 61 | 10 | 14
6903200 | 6903200 | 656.2935 | 393.7761 | Industrial Advanced | 0.6 | 4.674 | 639889846692 | IW PRINTER CABINET | PAPER REMOVAL FLAP | 1 | 413.4649 | Catalog Non-Stocked Product | NO | LN | _A | _07 | 61 | 10 | 14
7000630 | 7000630 | 59.6427 | 50.6963 | IT Market | 0.85 | 2.262 | 639889377837 | TE PLUG STRIP GERMAN VERSION | 230V | 1 | 41.7499 | Catalog Non-Stocked Product | NO | LN | _D | _43 | 23 | 10 | 21
7000990 | 7000990 | 121.8591 | 73.1155 | Industrial Advanced | 0.6 | 0.013 | 639889116887 | DK SPRINGNUTS W-SCREWS M6 | (PACK OF 50) | 50 | 76.7712 | Catalog Non-Stocked Product | NO | LN | _D | _50 | 90 | 10 | 14
7030000 | 7030000 | 1352.6472 | 1149.7501 | IT Advanced | 0.85 | 1.411 | 639889862456 | CMCIII PROCSSING UNIT | firmware version V03.09.xx | 1 | 1014.4854 | Catalog Non-Stocked Product | NO | LN | _D | _41 | 05 | 10 | 24
7030010 | 7030010 | 678.5616 | 576.7774 | IT Advanced | 0.85 | 1.323 | 639889862463 | CMCIII Compact |  | 1 | 508.9212 | Catalog Non-Stocked Product | NO | LN | _D | _41 | 05 | 10 | 24
7030040 | 7030040 | 705.7533 | 599.8903 | IT Advanced | 0.85 | 1.235 | 639889862487 | CMCIII I-O UNIT | digital | 1 | 529.315 | Catalog Stocked Product | YES | LS | _D | _41 | 05 | 10 | 24
7030050 | 7030050 | 745.8135 | 633.9415 | IT Advanced | 0.85 | 1.296 | 639889862494 | CMCIII POWER UNIT |  | 1 | 559.3601 | Catalog Non-Stocked Product | NO | LN | _D | _41 | 05 | 10 | 24
7030051 | 7030051 | 40.9666 | 34.8216 | IT Advanced | 0.85 | 0.024 | 639889907461 | CMC III SUPRESSOR FOR FANS |  | 1 | 30.7249 | Catalog Non-Stocked Product | NO | LN | _D | _41 | 05 | 10 | 24
7030060 | 7030060 | 255.5796 | 217.2427 | IT Advanced | 0.85 | 1.437 | 639889862500 | CMCIII POWER PACK | P06848-001 (HPE A-Spec P06226-A) | 1 | 191.6847 | Catalog Stocked Product | YES | LS | _D | _41 | 05 | 10 | 24
7030071 | 7030071 | 113.5785 | 96.5417 | IT Advanced | 0.85 | 0.988 | 639889862524 | CMCIII MOUNTING UNIT | FOR ENCLOSURE FRAME | 1 | 85.1839 | Catalog Stocked Product | YES | L8 | _D | _41 | 05 | 10 | 24
7030080 | 7030080 | 82.3024 | 69.9571 | IT Advanced | 0.85 | 0.249 | 639889862531 | CMCIII USB PROGRAM CABLE |  | 1 | 61.7268 | Catalog Stocked Product | YES | LS | _D | _41 | 05 | 10 | 24
7030087 | 7030087 | 97.4089 | 82.7976 | IT Advanced | 0.85 | 1.109 | 639889907959 | CMC III CABLE CLAMP RAIL | CMC III CABLE CLAMP RAIL RAL 9005 ATTACHES TO 7030088 | 1 | 73.0567 | Catalog Stocked Product | YES | LS | _D | _41 | 05 | 10 | 24
7030088 | 7030088 | 106.954 | 90.9109 | IT Advanced | 0.85 | 1.188 | 639889907669 | CMC III MOUNTING UNIT 1 RU | CMC III MOUNTING UNIT 1 RU RAL 9005 | 1 | 80.2155 | Catalog Stocked Product | YES | LS | _D | _41 | 05 | 10 | 24
7030090 | 7030090 | 21.6303 | 18.3857 | IT Advanced | 0.85 | 0.064 | 639889862548 | CMCIII CAN-BUS CABLE 0.5M | RJ45, L: 0,5 m | 1 | 16.2227 | Catalog Stocked Product | YES | L8 | _D | _41 | 05 | 10 | 24
7030091 | 7030091 | 25.9832 | 22.0857 | IT Advanced | 0.85 | 0.101 | 639889862555 | CMCIII CAN-BUS CABLE 1.0M |  | 1 | 19.4874 | Catalog Stocked Product | YES | L8 | _D | _41 | 05 | 10 | 24
7030092 | 7030092 | 30.3361 | 25.7857 | IT Advanced | 0.85 | 0.157 | 639889870147 | CMCIII CAN-BUS CABLE 1.5M |  | 1 | 22.7521 | Catalog Stocked Product | YES | LS | _D | _41 | 05 | 10 | 24
7030093 | 7030093 | 34.689 | 29.4856 | IT Advanced | 0.85 | 0.201 | 639889862562 | CMCIII CAN-BUS CABLE 2.0M |  | 1 | 26.0168 | Catalog Stocked Product | YES | LS | _D | _41 | 05 | 10 | 24
7030094 | 7030094 | 39.0307 | 33.1761 | IT Advanced | 0.85 | 0.659 | 639889862579 | CMCIII CAN-BUS CABLE 5.0M |  | 1 | 29.273 | Catalog Stocked Product | YES | LS | _D | _41 | 05 | 10 | 24
7030095 | 7030095 | 65.0139 | 55.2618 | IT Advanced | 0.85 | 0.926 | 639889870154 | CMCIII CAN-BUS CABLE 10.0M |  | 1 | 48.7604 | Catalog Non-Stocked Product | NO | LN | _D | _41 | 05 | 10 | 24
7030100 | 7030100 | 194.9298 | 165.6903 | IT Advanced | 0.85 | 0.397 | 639889862586 | CMCIII CAN-BUS UNIT | FOR CMC-TC SENSORS | 1 | 146.1974 | Catalog Non-Stocked Product | NO | LN | _D | _41 | 05 | 10 | 24
7030110 | 7030110 | 215.7432 | 183.3817 | IT Advanced | 0.85 | 0.397 | 639889862593 | CMCIII TEMPERATURE SENSOR |  | 1 | 161.8074 | Catalog Non-Stocked Product | NO | LN | _D | _41 | 05 | 10 | 24
7030111 | 7030111 | 391.2024 | 332.522 | IT Advanced | 0.85 | 0.353 | 639889862609 | CMCIII TEMP-HUMID SENSOR |  | 1 | 293.4018 | Catalog Stocked Product | YES | LS | _D | _41 | 05 | 10 | 24
7030120 | 7030120 | 234.7662 | 199.5513 | IT Advanced | 0.85 | 0.388 | 639889862616 | CMCIII ACCESS SENSOR |  | 1 | 176.0746 | Catalog Non-Stocked Product | NO | LN | _D | _41 | 05 | 10 | 24
7030128 | 7030128 | 169.8642 | 144.3846 | IT Advanced | 0.85 | 0.198 | 639889926301 | CMC 3 ACCESS SENSOR REPLACES 7320530 |  | 1 | 127.3982 | Catalog Stocked Product | YES | L8 | _D | _41 | 05 | 10 | 24
7030130 | 7030130 | 234.7662 | 199.5513 | IT Advanced | 0.85 | 0.425 | 639889862623 | CMCIII VANDALISM SENSOR |  | 1 | 176.0746 | Catalog Non-Stocked Product | NO | LN | _D | _41 | 05 | 10 | 24
7030140 | 7030140 | 627.4233 | 533.3098 | IT Advanced | 0.85 | 1.182 | 639889862630 | CMCIII ANALOG AIRFLOW SENSOR |  | 1 | 470.5675 | Catalog Non-Stocked Product | NO | LN | _D | _41 | 05 | 10 | 24
7030150 | 7030150 | 589.2654 | 500.8756 | IT Advanced | 0.85 | 1.188 | 639889862647 | CMCIII DIFFERENTIAL PRESSURE | ANALOG SENSOR | 1 | 441.949 | Catalog Non-Stocked Product | NO | LN | _D | _41 | 05 | 10 | 24
7030190 | 7030190 | 274.7145 | 233.5073 | IT Advanced | 0.85 | 0.439 | 639889862654 | CMCIII UNIVERSAL SENSOR |  | 1 | 206.0359 | Catalog Non-Stocked Product | NO | LN | _D | _41 | 05 | 10 | 24
7030202 | 7030202 | 307.5012 | 261.376 | IT Advanced | 0.85 | 0.403 | 639889927148 | CMC 3 CAN BUS ACCESS CONTROL | CMC 3 CAN BUS ACCESS CONTROL REPLACES 7030200 | 1 | 230.6259 | Catalog Stocked Product | YES | L8 | _D | _41 | 05 | 10 | 24
7030223 | 7030223 | 610.5264 | 518.9474 | IT Advanced | 0.85 | 0.597 | 639889927209 | CMC III CODED LOCK KEYPAD |  | 1 | 457.8948 | Catalog Non-Stocked Product | NO | LN | _D | _41 | 05 | 10 | 24
7030240 | 7030240 | 1020.1923 | 867.1635 | IT Advanced | 0.85 | 7.451 | 639889877665 | DOOR KIT TS IT 1-PIECE DOOR | FOR ADO | 1 | 765.1442 | Catalog Stocked Product | YES | L8 | _D | _41 | 05 | 10 | 24
7030241 | 7030241 | 870.582 | 739.9947 | IT Advanced | 0.85 | 7.716 | 639889895317 | DOOR KIT TS IT 1-PC STEEL DOOR | FOR ADO KIT | 1 | 652.9365 | Catalog Stocked Product | YES | LS | _D | _41 | 05 | 10 | 24
7030250 | 7030250 | 1193.3016 | 1014.3064 | IT Advanced | 0.85 | 10.904 | 639889877672 | DOOR KIT TS IT 2-PIECE DOOR | FOR ADO | 1 | 894.9762 | Catalog Non-Stocked Product | NO | LN | _D | _41 | 05 | 10 | 24
7030400 | 7030400 | 693.1086 | 589.1423 | IT Advanced | 0.85 | 1.279 | 639889895324 | CMC III SMOKE SENSOR |  | 1 | 519.8315 | Catalog Non-Stocked Product | NO | LN | _D | _41 | 05 | 10 | 24
7030430 | 7030430 | 579.642 | 492.6957 | IT Advanced | 0.85 | 0.624 | 639889895331 | CMC III LEAK SENSOR | MEASURES ONE POINT | 1 | 434.7315 | Catalog Non-Stocked Product | NO | LN | _D | _41 | 05 | 10 | 24
7030440 | 7030440 | 2361.5376 | 2007.307 | IT Advanced | 0.85 | 2.438 | 639889907607 | CMCIII LEAK SENSOR, 15M |  | 1 | 1771.1532 | Catalog Non-Stocked Product | NO | LN | _D | _41 | 05 | 10 | 24
7030480 | 7030480 | 37.3075 | 31.7113 | IT Advanced | 0.85 | 0.289 | 639889932142 | CMC III CAN BUS CABLE 3M |  | 1 | 27.9806 | Catalog Stocked Product | YES | L8 | _D | _41 | 05 | 10 | 24
7044178 | 7044178 | 31.1418 | 26.4705 | IT Market | 0.85 | 0 | 639889931008 | LABEL SHEETS FOR NETWORK CABLE ORGANIZER |  | 96 | 21.7992 | Catalog Non-Stocked Product | NO | LN | _D | _50 | 87 | 10 | 21
7050035 | 7050035 | 190.7895 | 162.1711 | IT Advanced | 0.85 | 1.521 | 639889280021 | 2U 19IN. LSA INSTALLATION KIT | PU 2 RAL7035 | 2 | 143.0921 | Catalog Stocked Product | YES | L8 | _D | _50 | 90 | 10 | 24
7050100 | 7050100 | 162.1431 | 137.8216 | IT Advanced | 0.85 | 1.764 | 639889359802 | DK 19IN. CARRIER UNIT F LSA | PLUS RAILS | 1 | 121.6073 | Catalog Non-Stocked Product | NO | LN | _D | _50 | 87 | 10 | 24
7061000 | 7061000 | 208.4697 | 177.1992 | IT Advanced | 0.85 | 1.731 | 639889118652 | SLIDES FOR 16 DEEP SHELF | (1 PAIR) | 2 | 156.3523 | Catalog Stocked Product | YES | LS | _D | _50 | 87 | 10 | 24
7063200 | 7063200 | 461.9232 | 392.6347 | IT Advanced | 0.85 | 13.593 | 639889877696 | 19-SCHUBLADE F. LWL-ÜBERLÄNGENBEVORRATU |  | 1 | 346.4424 | Catalog Non-Stocked Product | NO | LN | _D | _50 | 87 | 10 | 24
7063750 | 7063750 | 234.2067 | 199.0757 | IT Advanced | 0.85 | 2.183 | 639889877702 | DK 1U SLIDE RAILS 390-600 |  | 2 | 175.655 | Catalog Non-Stocked Product | NO | LN | _D | _50 | 87 | 10 | 24
7063752 | 7063752 | 251.775 | 214.0087 | IT Advanced | 0.85 | 2.976 | 639889877719 | DK 1U Slide Rails 540 - 750 PU(2 EA) |  | 2 | 188.8313 | Catalog Non-Stocked Product | NO | LN | _D | _50 | 87 | 10 | 24
7064000 | 7064000 | 275.9454 | 234.5536 | IT Advanced | 0.85 | 2.557 | 639889118805 | SLIDE H D TELESCOPIC F 400DP | PU= 1 PAIR | 2 | 206.959 | Catalog Non-Stocked Product | NO | LN | _D | _50 | 87 | 10 | 24
7065000 | 7065000 | 290.2686 | 246.7283 | IT Advanced | 0.85 | 3.219 | 639889118850 | SLIDE H D TELESCOPIC F 500DP | PU= 1 PAIR | 2 | 217.7014 | Catalog Non-Stocked Product | NO | LN | _D | _50 | 87 | 10 | 24
7066000 | 7066000 | 327.1956 | 278.1163 | IT Advanced | 0.85 | 4.045 | 639889118904 | SLIDE H D TELESCOPIC F 600DP | PU= 1 PAIR | 2 | 245.3967 | Catalog Non-Stocked Product | NO | LN | _D | _50 | 87 | 10 | 24
7066700 | 7066700 | 352.9326 | 299.9927 | IT Advanced | 0.85 | 4.773 | 639889344204 | HEAVY DUTY TELESCOPIC SLIDE | 0700D | 2 | 264.6994 | Catalog Stocked Product | YES | L8 | _D | _50 | 87 | 10 | 24
7072100 | 7072100 | 55.5136 | 33.3082 | Industrial Advanced | 0.6 | 0.926 | 639889359987 | EDGE PROTECTOR 10M |  | 1 | 34.9736 | Catalog Stocked Product | YES | LS | _D | _50 | 90 | 10 | 14
7072200 | 7072200 | 130.923 | 78.5538 | Industrial Advanced | 0.6 | 0.955 | 639889344211 | BRUSH FURNISH PACKS OF 2M | DK FAN PLATE WD 800 X 600 (F. STEEL ELECTR. CAB.) | 1 | 82.4815 | Catalog Stocked Product | YES | LS | _D | _50 | 90 | 10 | 14
7072220 | 7072220 | 32.9881 | 28.0399 | IT Advanced | 0.85 | 0.007 | 639889283329 | VELCRO CABLE STRAPS 0130L | DIAMETER (PK OF 10) | 10 | 24.7411 | Catalog Non-Stocked Product | NO | LN | _D | _50 | 90 | 10 | 24
7072230 | 7072230 | 31.0187 | 18.6112 | Industrial Advanced | 0.6 | 0.009 | 639889228337 | VELCRO CABLE STRAPS 0200L | DIAMETER (PK OF 10) | 10 | 19.5418 | Catalog Stocked Product | YES | L8 | _D | _50 | 90 | 10 | 14
7072240 | 7072240 | 32.0034 | 19.202 | Industrial Advanced | 0.6 | 0.011 | 639889283343 | VELCRO CABLE STRAPS 0300L | PU=10 | 10 | 20.1621 | Catalog Stocked Product | YES | LS | _D | _50 | 90 | 10 | 14
7077000 | 7077000 | 127.2303 | 76.3382 | Industrial Advanced | 0.6 | 0.077 | 639889119123 | DK CABLE CLAMPS PU(25 EA) | (PACKS OF 25) | 25 | 80.1551 | Catalog Stocked Product | YES | LS | _D | _50 | 90 | 10 | 14
7078000 | 7078000 | 133.8324 | 80.2994 | Industrial Advanced | 0.6 | 0.084 | 639889119147 | DK CABLE CLAMPS 12-18MM | PU=25 | 25 | 84.3144 | Catalog Stocked Product | YES | LS | _D | _50 | 90 | 10 | 14
7081000 | 7081000 | 221.4501 | 188.2326 | IT Advanced | 0.85 | 2.145 | 639889119208 | SLIDES FOR 20IN DEEP SHELF | (1 PAIR) | 2 | 166.0876 | Catalog Stocked Product | YES | LS | _D | _50 | 87 | 10 | 24
7091100 | 7091100 | 92.9329 | 55.7598 | Industrial Advanced | 0.6 | 0.095 | 639889896086 | TS FIXING ELEMENTS C-PROFILE RAIL | for TS rail horizontal | 8 | 58.5478 | Catalog Non-Stocked Product | NO | LN | _D | _50 | 85 | 10 | 14
7094100 | 7094100 | 10.0934 | 6.056 | Industrial Advanced | 0.6 | 0.011 | 639889877726 | Philips-head screw M6x16 mm | with washer, packs of 50 | 50 | 6.3588 | Catalog Stocked Product | YES | LS | _D | _50 | 87 | 10 | 14
7094110 | 7094110 | 21.0484 | 12.629 | Industrial Advanced | 0.6 | 0.011 | 639889877733 | CHEESE HEAD SCREW M6X16 | SLOTTED SCREW M6 | 50 | 13.2605 | Catalog Stocked Product | YES | LS | _D | _50 | 90 | 10 | 14
7094120 | 7094120 | 21.0484 | 12.629 | Industrial Advanced | 0.6 | 0.009 | 639889862708 | PHILIPS HD SCREW M5X16 W-WASHR PU(50 EA) | PACKS OF 50 | 50 | 13.2605 | Catalog Stocked Product | YES | LS | _D | _50 | 87 | 10 | 14
7094130 | 7094130 | 9.1087 | 5.4652 | Industrial Advanced | 0.6 | 0.009 | 639889877740 | MULTI-TOOTH SCREW M5 X 16 | PACK OF 50 | 50 | 5.7385 | Catalog Stocked Product | YES | LS | _D | _50 | 87 | 10 | 14
7094140 | 7094140 | 16.1248 | 9.6749 | Industrial Advanced | 0.6 | 0.013 | 639889862715 | SCREW M6X16 MM W- WASHER | PACK OF 50 | 50 | 10.1586 | Catalog Stocked Product | YES | LS | _D | _50 | 87 | 10 | 14
7097000 | 7097000 | 140.3226 | 84.1936 | Industrial Advanced | 0.6 | 0.088 | 639889119857 | 71 - 87 DIA CABLE CLAMPS | PU=25 | 25 | 88.4032 | Catalog Stocked Product | YES | LS | _D | _50 | 90 | 10 | 14
7097220 | 7097220 | 134.6157 | 80.7694 | Industrial Advanced | 0.6 | 0.099 | 639889288133 | 87 -1 06 CABLE CLAMPS | PU=25 | 25 | 84.8079 | Catalog Stocked Product | YES | LS | _D | _50 | 90 | 10 | 14
7097260 | 7097260 | 151.5126 | 90.9076 | Industrial Advanced | 0.6 | 0.11 | 639889288140 | 1 06 -1 18 CABLE CLAMPS | PU=25 | 25 | 95.4529 | Catalog Stocked Product | YES | LS | _D | _50 | 90 | 10 | 14
7097300 | 7097300 | 155.9886 | 93.5932 | Industrial Advanced | 0.6 | 0.121 | 639889288157 | 1 18 -1 34 CABLE CLAMPS | PU=25 | 25 | 98.2728 | Catalog Stocked Product | YES | LS | _D | _50 | 90 | 10 | 14
7097340 | 7097340 | 171.5427 | 102.9256 | Industrial Advanced | 0.6 | 0.146 | 639889288164 | 1 34 -1 50 CABLE CLAMPS | PU=25 | 25 | 108.0719 | Catalog Non-Stocked Product | NO | LN | _D | _50 | 90 | 10 | 14
7098000 | 7098000 | 227.7165 | 136.6299 | Industrial Advanced | 0.6 | 0.187 | 639889119901 | 1 50 -1 65 DIA CABLE CLAMPS | PU=25 | 25 | 143.4614 | Catalog Non-Stocked Product | NO | LN | _D | _50 | 90 | 10 | 14
7098100 | 7098100 | 234.2067 | 140.524 | Industrial Advanced | 0.6 | 0.273 | 639889327955 | 1 50 -1 65 DIA CABLE CLAMP | PU=25 | 25 | 147.5502 | Catalog Non-Stocked Product | NO | LN | _D | _50 | 90 | 10 | 14
7099000 | 7099000 | 327.1956 | 196.3174 | Industrial Advanced | 0.6 | 0.304 | 639889119956 | 2 20 -2 52 DIA CABLE CLAMPS | PU=25 | 25 | 206.1332 | Catalog Non-Stocked Product | NO | LN | _D | _50 | 90 | 10 | 14
7109035 | 7109035 | 436.1862 | 370.7583 | IT Advanced | 0.85 | 1.896 | 639889280236 | PATCH PANEL 19IN.X 1U RAL7035 | W/DIGITAL TEMP.DISPLAY/CONTROL | 1 | 327.1396 | Catalog Non-Stocked Product | NO | LN | _D | _50 | 87 | 10 | 24
7111000 | 7111000 | 184.4112 | 156.7495 | IT Advanced | 0.85 | 0.282 | 639889120365 | 4 72 X 2 36 CABLE GUIDE RINGS | PU=10 | 10 | 138.3084 | Catalog Stocked Product | YES | LS | _D | _50 | 90 | 10 | 24
7111212 | 7111212 | 118.8378 | 71.3027 | Industrial Advanced | 0.6 | 0.187 | 639889846791 | 1 HE UNIVERSAL CABLE ROUTING BAR | 1PU=10 | 10 | 74.8678 | Catalog Non-Stocked Product | NO | LN | _D | _50 | 87 | 10 | 14
7111214 | 7111214 | 116.376 | 69.8256 | Industrial Advanced | 0.6 | 0.148 | 639889877757 | DK CABLE ROUTING BAR, 1U | PU=10 | 10 | 73.3169 | Catalog Non-Stocked Product | NO | LN | _D | _50 | 87 | 10 | 14
7111222 | 7111222 | 98.9196 | 59.3518 | Industrial Advanced | 0.6 | 0.54 | 639889846814 | CABLE BARS 4U |  | 4 | 62.3193 | Catalog Non-Stocked Product | NO | LN | _D | _50 | 87 | 10 | 14
7111224 | 7111224 | 104.2572 | 88.6186 | IT Advanced | 0.85 | 0.401 | 639889877764 | DK CABLE ROUTING MANAGERS, 4HU |  | 4 | 78.1929 | Catalog Non-Stocked Product | NO | LN | _D | _50 | 87 | 10 | 24
7111300 | 7111300 | 63.0221 | 53.5688 | IT Advanced | 0.85 | 0.009 | 639889862722 | SNAP-IN CABLE GUIDES LOCKING | PU=10 | 10 | 47.2666 | Catalog Non-Stocked Product | NO | LN | _D | _50 | 85 | 10 | 24
7111350 | 7111350 | 46.6623 | 39.663 | IT Advanced | 0.85 | 0.004 | 639889877771 | NYLON LOOP CABLE HOLDER |  | 10 | 34.9967 | Catalog Non-Stocked Product | NO | LN | _D | _50 | 90 | 10 | 24
7111900 | 7111900 | 192.3561 | 163.5027 | IT Advanced | 0.85 | 0.304 | 639889328020 | CABLE GUIDE RINGS CHROMATIZED | (PK OF 10) | 10 | 144.2671 | Catalog Stocked Product | YES | LS | _D | _50 | 87 | 10 | 24
7112000 | 7112000 | 176.3544 | 149.9012 | IT Advanced | 0.85 | 0.198 | 639889120372 | 3 15 X 1 57 CABLE GUIDE RINGS | PU=10 | 10 | 132.2658 | Catalog Stocked Product | YES | LS | _D | _50 | 90 | 10 | 24
7113000 | 7113000 | 107.9499 | 64.77 | Industrial Advanced | 0.6 | 0.961 | 639889120402 | 17 72 GROUNDING RAIL | CABINETS | 1 | 68.0085 | Catalog Stocked Product | YES | LS | _D | _50 | 85 | 10 | 14
7115000 | 7115000 | 63.0221 | 53.5688 | IT Advanced | 0.85 | 0.106 | 639889120501 | COMPONENT POSITIONING BOLTS | PU=4 | 4 | 47.2666 | Catalog Non-Stocked Product | NO | LN | _D | _50 | 90 | 10 | 24
7116500 | 7116500 | 76.1927 | 64.7638 | IT Advanced | 0.85 | 0.553 | 639889120570 | FIBER OPTIC CABLE GUIDE GREY | GUIDES | 2 | 57.1445 | Catalog Non-Stocked Product | NO | LN | _D | _50 | 87 | 10 | 24
7119140 | 7119140 | 64.9915 | 55.2428 | IT Advanced | 0.85 | 2.205 | 639889344266 | 19 COMPONENT SHELF A LEVEL | 140MM DEEP | 1 | 48.7436 | Catalog Non-Stocked Product | NO | LN | _D | _50 | 87 | 10 | 24
7119250 | 7119250 | 98.7182 | 83.9105 | IT Advanced | 0.85 | 5.026 | 639889288171 | 2U FIXED 19 COMPONENT SHELF | 250D | 1 | 74.0386 | Catalog Stocked Product | YES | LS | _D | _50 | 87 | 10 | 24
7119400 | 7119400 | 138.5322 | 117.7524 | IT Advanced | 0.85 | 7.892 | 639889288188 | 2U FIXED 19 COMPONENT SHELF | 400D | 1 | 103.8991 | Catalog Stocked Product | YES | LS | _D | _50 | 87 | 10 | 24
7140535 | 7140535 | 111.6426 | 94.8962 | IT Advanced | 0.85 | 1.047 | 639889284425 | CABLE ENTRY PANEL 1U | RAL7035 | 1 | 83.732 | Catalog Stocked Product | YES | LS | _D | _50 | 90 | 10 | 24
7145035 | 7145035 | 157.779 | 134.1121 | IT Advanced | 0.85 | 5.864 | 639889280434 | 16 X 20 VENTED SHELF | RAL7035 | 1 | 118.3342 | Catalog Stocked Product | YES | LS | _D | _50 | 87 | 10 | 24
7149135 | 7149135 | 73.3616 | 62.3574 | IT Advanced | 0.85 | 2.257 | 639889284609 | 19 CABLE-TROUGH PNL 1U-1 75 | RAL7035 | 1 | 55.0212 | Catalog Non-Stocked Product | NO | LN | _D | _50 | 87 | 10 | 24
7151005 | 7151005 | 82.101 | 69.7859 | IT Advanced | 0.85 | 0.728 | 639889877788 | BLANKING PANEL 1U RAL9005 |  | 2 | 61.5758 | Catalog Stocked Product | YES | LS | _D | _50 | 87 | 10 | 24
7151035 | 7151035 | 96.8718 | 82.3411 | IT Advanced | 0.85 | 0.732 | 639889280489 | 1U 19 IN. BLANKING PANEL PU(2 EA) | RAL7035 | 2 | 72.6539 | Catalog Stocked Product | YES | LS | _D | _50 | 87 | 10 | 24
7151300 | 7151300 | 54.4058 | 46.2449 | IT Advanced | 0.85 | 1.367 | 639889877795 | 19IN. 2U MOUNTING PANEL |  | 1 | 40.8043 | Catalog Non-Stocked Product | NO | LN | _D | _50 | 87 | 10 | 24
7151305 | 7151305 | 104.2572 | 88.6186 | IT Advanced | 0.85 | 0.853 | 639889895348 | 3U 19IN TOOLLESS BLANKING PANEL | 3U TOOLLESS BLANKING PANEL FOR 19IN EIA RAILS RAL 9005 | 3 | 78.1929 | Catalog Non-Stocked Product | NO | LN | _D | _50 | 87 | 10 | 24
7152005 | 7152005 | 87.6401 | 74.4941 | IT Advanced | 0.85 | 1.424 | 639889877801 | 2U BLANKING PANEL RAL9005 |  | 2 | 65.7301 | Catalog Non-Stocked Product | NO | LN | _D | _50 | 87 | 10 | 24
7152035 | 7152035 | 101.5493 | 86.3169 | IT Advanced | 0.85 | 1.446 | 639889280496 | 2U 19 IN. BLANKING PANEL PU(2 EA) | RAL7035 | 2 | 76.1619 | Catalog Stocked Product | YES | LS | _D | _50 | 87 | 10 | 24
7153005 | 7153005 | 96.0102 | 81.6087 | IT Advanced | 0.85 | 1.94 | 639889877818 | 3U BLANKING PANEL RAL9005 |  | 2 | 72.0076 | Catalog Non-Stocked Product | NO | LN | _D | _50 | 87 | 10 | 24
7153035 | 7153035 | 114.3618 | 97.2075 | IT Advanced | 0.85 | 1.962 | 639889280502 | 3U 19 IN. BLANKING PANEL PU(2 EA) | RAL7035 | 2 | 85.7713 | Catalog Stocked Product | YES | LS | _D | _50 | 87 | 10 | 24
7156005 | 7156005 | 146.7009 | 124.6958 | IT Advanced | 0.85 | 3.395 | 639889877825 | 6U BLANKING PANEL RAL9005 |  | 2 | 110.0257 | Catalog Non-Stocked Product | NO | LN | _D | _50 | 87 | 10 | 24
7156035 | 7156035 | 170.088 | 144.5748 | IT Advanced | 0.85 | 3.527 | 639889280519 | 6U 19 BLANKING PANEL | RAL7035 PU=2 | 2 | 127.566 | Catalog Stocked Product | YES | LS | _D | _50 | 87 | 10 | 24
7157035 | 7157035 | 96.0102 | 81.6087 | IT Advanced | 0.85 | 1.127 | 639889280526 | 1 5U 19 BLANKING PANEL | RAL7035 PU=2 | 2 | 72.0076 | Catalog Non-Stocked Product | NO | LN | _D | _50 | 87 | 10 | 24
7158035 | 7158035 | 174.8997 | 148.6647 | IT Advanced | 0.85 | 3.915 | 639889284623 | DK CABLE MGMT PANEL 19 X 2U | W/CABLE SHUNTING RAL7035 | 1 | 131.1748 | Catalog Non-Stocked Product | NO | LN | _D | _50 | 87 | 10 | 24
7158100 | 7158100 | 205.3365 | 174.536 | IT Advanced | 0.85 | 3.884 | 639889378056 | 2U HORIZ CABLE MGT DUCT 19 | no preferential origin | 1 | 154.0024 | Catalog Non-Stocked Product | NO | LN | _D | _50 | 87 | 10 | 24
7159035 | 7159035 | 101.5493 | 86.3169 | IT Advanced | 0.85 | 1.014 | 639889284616 | 1U ROUTING PANEL RAL7035 | PANEL 1U RAL 7035 KEIN URSPRUNG | 1 | 76.1619 | Catalog Non-Stocked Product | NO | LN | _D | _50 | 87 | 10 | 24
7161700 | 7161700 | 253.4535 | 215.4355 | IT Advanced | 0.85 | 3.197 | 639889344273 | TELESCOPIC SLIDE 0700D | SHELF MAX LOAD 50KG (PAIR) | 2 | 190.0901 | Catalog Non-Stocked Product | NO | LN | _D | _50 | 87 | 10 | 24
7164035 | 7164035 | 186.0897 | 158.1762 | IT Advanced | 0.85 | 5.644 | 639889283381 | 18 54 X 16 VENTED SHELF (VF) | RAL7035 | 1 | 139.5673 | Catalog Stocked Product | YES | LS | _D | _50 | 87 | 10 | 24
7165035 | 7165035 | 194.1465 | 165.0245 | IT Advanced | 0.85 | 6.57 | 639889280564 | 18 54 X 20 VENTED SHELF (VF) | RAL7035 | 1 | 145.6099 | Catalog Stocked Product | YES | LS | _D | _50 | 87 | 10 | 24
7166735 | 7166735 | 221.4501 | 188.2326 | IT Advanced | 0.85 | 9.012 | 639889342866 | 0471W0700D COMPONENT SHELF | MAX LOAD 50KG | 1 | 166.0876 | Catalog Non-Stocked Product | NO | LN | _D | _50 | 87 | 10 | 24
7170535 | 7170535 | 468.1896 | 397.9612 | IT Advanced | 0.85 | 12.963 | 639889280625 | SPLICE BOX 1U 2 CASSETTES | RAL7035 | 1 | 351.1422 | Catalog Non-Stocked Product | NO | LN | _D | _50 | 87 | 10 | 24
7178535 | 7178535 | 48.9898 | 41.6413 | IT Advanced | 0.85 | 0.666 | 639889280717 | 1U SPLICE TRAY PANEL SC | 20 POSITION RAL7035 | 1 | 36.7424 | Catalog Non-Stocked Product | NO | LN | _D | _50 | 87 | 10 | 24
7184035 | 7184035 | 163.5978 | 139.0581 | IT Advanced | 0.85 | 7.407 | 639889280731 | 26 42 X 16 VENTED SHELF | RAL7035 | 1 | 122.6983 | Catalog Stocked Product | YES | L8 | _D | _50 | 87 | 10 | 24
7185035 | 7185035 | 174.8997 | 148.6647 | IT Advanced | 0.85 | 9.48 | 639889280748 | 26 42 X 20 VENTED SHELF | RAL7035 | 1 | 131.1748 | Catalog Non-Stocked Product | NO | LN | _D | _50 | 87 | 10 | 24
7186035 | 7186035 | 192.3561 | 163.5027 | IT Advanced | 0.85 | 11.127 | 639889280755 | 26 42 X 24 VENTED SHELF | RAL7035 | 1 | 144.2671 | Catalog Non-Stocked Product | NO | LN | _D | _50 | 87 | 10 | 24
7186735 | 7186735 | 203.7699 | 173.2044 | IT Advanced | 0.85 | 13.095 | 639889342873 | 0671W0700D COMPONENT SHELF | MAX LOAD 50KG | 1 | 152.8274 | Catalog Stocked Product | YES | L8 | _D | _50 | 87 | 10 | 24
7200210 | 7200210 | 23.5661 | 20.0312 | IT Advanced | 0.85 | 0.47 | 639889283435 | 230V CONNECTION CABLE | W/ SCHUKO & AIR COND CONNECTOR | 1 | 17.6746 | Catalog Non-Stocked Product | NO | LN | _D | _41 | 05 | 10 | 24
7200214 | 7200214 | 46.7742 | 39.7581 | IT Advanced | 0.85 | 0.65 | 639889360075 | CMC CONNECTING CABLE CAN-USA | DK CONNECTION CABLE US/CDN | 1 | 35.0806 | Catalog Stocked Product | YES | LS | _D | _41 | 05 | 50 | 24
7200215 | 7200215 | 24.7747 | 21.0585 | IT Advanced | 0.85 | 0.414 | 639889373068 | POWER CORD C13-C14 1.8M | IEC MALE - IEC FEMALE | 1 | 18.581 | Catalog Stocked Product | YES | LS | _D | _41 | 05 | 10 | 24
7200800 | 7200800 | 255.2439 | 216.9573 | IT Advanced | 0.85 | 2.028 | 639889850439 | COMFORT SECURITY HANDLE TS | RAL7035 | 1 | 191.4329 | Catalog Stocked Product | YES | LS | _D | _41 | 05 | 10 | 24
7200801 | 7200801 | 199.9653 | 169.9705 | IT Advanced | 0.85 | 2.004 | 639889884366 | COMFORT SECURITY HANDLE TS RAL9005 |  | 1 | 149.974 | Catalog Stocked Product | YES | LS | _D | _41 | 05 | 10 | 24
7200810 | 7200810 | 247.1871 | 210.109 | IT Advanced | 0.85 | 1.479 | 639889360341 | ERGOFORM-S SECURITY HANDLE | TS,RAL7035 | 1 | 185.3903 | Catalog Non-Stocked Product | NO | LN | _D | _41 | 05 | 50 | 24
7220500 | 7220500 | 96.0102 | 81.6087 | IT Advanced | 0.85 | 1.455 | 639889344471 | CABLE GUIDE | DK FAN PLATE WD 800 X 600 (F. STEEL ELECTR. CAB.) | 1 | 72.0076 | Catalog Stocked Product | YES | LS | _D | _50 | 85 | 10 | 24
7220600 | 7220600 | 123.5376 | 105.007 | IT Advanced | 0.85 | 0.52 | 639889360433 | SHUNTING RING DK | PU=4 | 4 | 92.6532 | Catalog Non-Stocked Product | NO | LN | _D | _50 | 87 | 10 | 24
7240110 | 7240110 | 94.4436 | 80.2771 | IT Market | 0.85 | 1.265 | 639889360440 | POWER STRIP,3 REC.,WO-SWITCH |  | 1 | 66.1105 | Catalog Non-Stocked Product | NO | LN | _D | _43 | 23 | 10 | 21
7240120 | 7240120 | 65.8084 | 55.9371 | IT Market | 0.85 | 1.382 | 639889344488 | POWER STRIP 3 RECEPTACLES W- |  | 1 | 46.0659 | Catalog Non-Stocked Product | NO | LN | _D | _43 | 23 | 10 | 21
7240200 | 7240200 | 173.5569 | 147.5234 | IT Market | 0.85 | 1.905 | 639889360457 | POWER STRIP,12 REC, | W/IEC CONNECTORS | 1 | 121.4898 | Catalog Non-Stocked Product | NO | LN | _D | _43 | 23 | 10 | 21
7240201 | 7240201 | 190.23 | 161.6955 | IT Market | 0.85 | 1.345 | 639889360464 | POWER STRIP,9 REC,F.IEC, | W/IEC 320 INPUT | 1 | 133.161 | Catalog Non-Stocked Product | NO | LN | _D | _43 | 23 | 10 | 21
7240210 | 7240210 | 116.5998 | 99.1098 | IT Market | 0.85 | 1.984 | 639889328419 | POWER STRIP DK, 8 SOCKET, | D MODELS FOR EUROPE | 1 | 81.6199 | Catalog Non-Stocked Product | NO | LN | _D | _43 | 23 | 10 | 21
7240220 | 7240220 | 85.4916 | 72.6679 | IT Market | 0.85 | 1.94 | 639889344495 | POWER STRIP 7 RECEPTACLES W- | DISCONNECT | 1 | 59.8441 | Catalog Non-Stocked Product | NO | LN | _D | _43 | 23 | 10 | 21
7240230 | 7240230 | 473.4489 | 402.4316 | IT Market | 0.85 | 2.306 | 639889344501 | POWER STRIP 5 RECEPTACLES W- | SURGE PROTECTION/FILTER | 1 | 331.4142 | Catalog Non-Stocked Product | NO | LN | _D | _43 | 23 | 10 | 21
7240260 | 7240260 | 134.7276 | 114.5185 | IT Market | 0.85 | 1.914 | 639889344532 | POWER STRIP 7 RECEPTACLES,USV | OUTPUT | 1 | 94.3093 | Catalog Non-Stocked Product | NO | LN | _D | _43 | 23 | 10 | 21
7240301 | 7240301 | 647.3415 | 550.2403 | IT Market | 0.85 | 2.381 | 639889931015 | DK SOCKET STRIP 7SCHUKO DISPLAY |  | 1 | 453.139 | Catalog Non-Stocked Product | NO | LN | _D | _43 | 23 | 10 | 21
7240330 | 7240330 | 670.5048 | 569.9291 | IT Market | 0.85 | 2.646 | 639889344563 | POWER STRIP 9 RECEPTACLES |  | 1 | 469.3534 | Catalog Non-Stocked Product | NO | LN | _D | _43 | 23 | 10 | 21
7246100 | 7246100 | 74.3464 | 63.1944 | IT Advanced | 0.85 | 1.437 | 639889288225 | 3U 19 CENTER MOUNT ADAPTER | RAL 7035 | 2 | 55.7598 | Catalog Non-Stocked Product | NO | LN | _D | _50 | 87 | 10 | 24
7246400 | 7246400 | 96.0102 | 81.6087 | IT Advanced | 0.85 | 0.408 | 639889378148 | 19 OFFSET ADAPTER 3U | ZINC PLATED | 2 | 72.0076 | Catalog Stocked Product | YES | LS | _D | _50 | 87 | 10 | 24
7246420 | 7246420 | 110.6579 | 94.0592 | IT Advanced | 0.85 | 0.198 | 639889378155 | 2U VERTICAL MOUNTING KIT | no preferential origin | 2 | 82.9934 | Catalog Non-Stocked Product | NO | LN | _D | _50 | 87 | 10 | 24
7256035 | 7256035 | 106.1036 | 90.188 | IT Advanced | 0.85 | 2.028 | 639889288294 | 1U CABLE MGMT PANEL W-4X FIBER | GUIDES | 1 | 79.5777 | Catalog Non-Stocked Product | NO | LN | _D | _50 | 87 | 10 | 24
7257005 | 7257005 | 98.7182 | 83.9105 | IT Advanced | 0.85 | 2.024 | 639889862753 | 1U CABLE MANAGEMENT RINGS RAL 9005 |  | 1 | 74.0386 | Catalog Stocked Product | YES | LS | _D | _50 | 87 | 10 | 24
7257035 | 7257035 | 124.5447 | 105.863 | IT Advanced | 0.85 | 2.072 | 639889288300 | 1U CABLE MGMT PANEL W-5 METAL | GUIDE RINGS | 1 | 93.4085 | Catalog Stocked Product | YES | LS | _D | _50 | 87 | 10 | 24
7257100 | 7257100 | 200.5248 | 170.4461 | IT Advanced | 0.85 | 3.205 | 639889378162 | 2U HORIZONTAL CABLE MGT PANEL | no preferential origin | 1 | 150.3936 | Catalog Non-Stocked Product | NO | LN | _D | _50 | 87 | 10 | 24
7257105 | 7257105 | 144.0153 | 122.413 | IT Advanced | 0.85 | 3.086 | 639889862777 | 2U CABLE MANAGEMENT RINGS RAL 9005 | no preferential origin | 1 | 108.0115 | Catalog Stocked Product | YES | L8 | _D | _50 | 87 | 10 | 24
7257200 | 7257200 | 114.3618 | 97.2075 | IT Advanced | 0.85 | 1.675 | 639889862791 | 19IN. CABLE MANAGEMENT PANEL 1HE | RAL7035 | 1 | 85.7713 | Catalog Non-Stocked Product | NO | LN | _D | _50 | 87 | 10 | 24
7274035 | 7274035 | 208.2459 | 177.009 | IT Market | 0.85 | 3.999 | 639889283541 | POWERSTRIP,6 REC.USA,15A-15A, | 120V,19"RACK MNT,RAL7035 | 1 | 145.7721 | Catalog Stocked Product | YES | LS | _D | _43 | 23 | 30 | 21
7280035 | 7280035 | 76.6515 | 65.1538 | IT Market | 0.85 | 1.955 | 639889281097 | DK ANGLE W-SPLICE BOX | RAL7035 | 1 | 53.656 | Catalog Non-Stocked Product | NO | LN | _D | _43 | 23 | 10 | 21
7280100 | 7280100 | 105.5553 | 89.722 | IT Market | 0.85 | 1.041 | 639889862814 | SERVICE OUTLET |  | 1 | 73.8887 | Catalog Non-Stocked Product | NO | LN | _D | _43 | 23 | 10 | 21
7281035 | 7281035 | 489.003 | 415.6525 | IT Advanced | 0.85 | 16.358 | 639889281110 | KEYBOARD DRAWER 19 RACK MT | W/INTEGRATED MOUSE PAD RAL7035 | 1 | 366.7523 | Catalog Non-Stocked Product | NO | LN | _D | _50 | 87 | 10 | 24
7281200 | 7281200 | 813.0654 | 691.1056 | IT Advanced | 0.85 | 10.362 | 639889378179 | 1U 19 RACKMOUNT KYBD DRAWER |  | 1 | 609.7991 | Catalog Non-Stocked Product | NO | LN | _D | _50 | 87 | 10 | 24
7282035 | 7282035 | 564.5355 | 479.8552 | IT Advanced | 0.85 | 15.035 | 639889285279 | 2U SLIDING DRAWER W LOCK _COVER RAL7035 | DK DRAWER 19" 2 U (F. STEEL ELECTR. CAB.) | 1 | 423.4016 | Catalog Stocked Product | YES | L8 | _D | _50 | 87 | 10 | 24
7282135 | 7282135 | 519.3279 | 441.4287 | IT Advanced | 0.85 | 10.45 | 639889378186 | 2U RACKMOUNT DRAWER |  | 1 | 389.4959 | Catalog Non-Stocked Product | NO | LN | _D | _50 | 87 | 10 | 24
7283035 | 7283035 | 612.6525 | 520.7546 | IT Advanced | 0.85 | 17.998 | 639889281134 | 3U SLIDING DRAWER W LOCK _ COVER RAL7035 | DK DRAWER 19" 3 U (F. STEEL ELECTR. CAB.) | 1 | 459.4894 | Catalog Non-Stocked Product | NO | LN | _D | _50 | 87 | 10 | 24
7284135 | 7284135 | 88.5017 | 75.2265 | IT Advanced | 0.85 | 0.721 | 639889281103 | 19 CENTER SUPPORT RAIL | RAL7035 | 2 | 66.3763 | Catalog Stocked Product | YES | LS | _D | _50 | 87 | 10 | 24
7296000 | 7296000 | 413.8062 | 351.7353 | IT Advanced | 0.85 | 25.761 | 639889127050 | 31U VERTICAL MTG FRAME FOR DATA RACK | RAL7035 & 5018 | 1 | 310.3546 | Catalog Non-Stocked Product | NO | LN | _D | _50 | 87 | 10 | 24
7297000 | 7297000 | 445.9215 | 379.0333 | IT Advanced | 0.85 | 27.912 | 639889127104 | 36U VERTICAL MTG FRAME FOR DATA RACK | RAL7035 & 5018 | 1 | 334.4411 | Catalog Non-Stocked Product | NO | LN | _D | _50 | 87 | 10 | 24
7298000 | 7298000 | 476.2464 | 404.8094 | IT Advanced | 0.85 | 29.762 | 639889127159 | 40U VERTICAL MTG FRAME FOR DATA RACK | RAL7035 & 5018 | 1 | 357.1848 | Catalog Non-Stocked Product | NO | LN | _D | _50 | 87 | 10 | 24
7299000 | 7299000 | 522.7968 | 444.3773 | IT Advanced | 0.85 | 32.253 | 639889127203 | 45U VERTICAL MTG FRAME FOR DATA RACK | RAL7035 & 5018 | 1 | 392.0976 | Catalog Non-Stocked Product | NO | LN | _D | _50 | 87 | 10 | 24
7320570 | 7320570 | 591.951 | 503.1583 | IT Advanced | 0.85 | 0.589 | 639889015678 | MOTION DETECTOR |  | 1 | 443.9633 | Catalog Non-Stocked Product | NO | LN | _D | _41 | 05 | 10 | 24
7320700 | 7320700 | 355.842 | 302.4657 | IT Advanced | 0.85 | 1.675 | 639889015722 | ELECTROMAG HANDLE FR-PS-TC | HANDLE FOR FR/PS/TC | 1 | 266.8815 | Catalog Non-Stocked Product | NO | LN | _D | _41 | 05 | 50 | 24
7320721 | 7320721 | 425.1081 | 361.3419 | IT Advanced | 0.85 | 2.187 | 639889015753 | TS8 ELECTROMAGNETIC HANDLE | W/MASTER KEY-PWR FAIL LOCKED | 1 | 318.8311 | Catalog Stocked Product | YES | LS | _D | _41 | 05 | 10 | 24
7320793 | 7320793 | 121.1877 | 103.0095 | IT Advanced | 0.85 | 0.392 | 639889877863 | AUTO DOOR SWITCH | USE WITH 7320790 | 1 | 90.8908 | Catalog Non-Stocked Product | NO | LN | _D | _41 | 05 | 10 | 24
7320794 | 7320794 | 162.255 | 137.9167 | IT Advanced | 0.85 | 1.832 | 639889877870 | COMFORT HANDLE TS8 FOR AUTO DOOR KIT |  | 1 | 121.6912 | Catalog Non-Stocked Product | NO | LN | _D | _41 | 05 | 10 | 24
7320814 | 7320814 | 58.132 | 49.4122 | IT Advanced | 0.85 | 0.099 | 639889850453 | RJ12, 1M EXTENSION CABLE | RJ 12 cable, 2pcs | 2 | 43.599 | Catalog Non-Stocked Product | NO | LN | _D | _41 | 05 | 10 | 24
7338121 | 7338121 | 14464.7535 | 12295.0405 | IT Advanced | 0.85 | 47.399 | 639889907713 | FIRE DETECTION AND EXTINGUISHING SYSTEM | Fire detection and extinguishing system | 1 | 10848.5651 | Catalog Non-Stocked Product | NO | LN | _D | _41 | 06 | 10 | 24
7338130 | 7338130 | 351.1422 | 298.4709 | IT Advanced | 0.85 | 1.786 | 639889862869 | DET-AC PLUS AND EFD PLUS PIPE KIT |  | 1 | 263.3567 | Catalog Non-Stocked Product | NO | LN | _D | _41 | 06 | 10 | 24
7338135 | 7338135 | 77.0991 | 65.5342 | IT Advanced | 0.85 | 0.97 | 639889908024 | SEALING KIT DET-AC FOR TS IT AND LCP | SEALING KIT DET-AC FOR TS IT AND LCP TO SEAL ROOF BRUSH STRIPS AND LCP | 1 | 57.8243 | Catalog Non-Stocked Product | NO | LN | _D | _41 | 06 | 10 | 24
7338221 | 7338221 | 8917.5348 | 7579.9046 | IT Advanced | 0.85 | 33.069 | 639889932159 | EARLY FIRE DETECTION SYSTEM |  | 1 | 6688.1511 | Catalog Non-Stocked Product | NO | LN | _D | _41 | 06 | 10 | 24
7338321 | 7338321 | 9892.7433 | 8408.8318 | IT Advanced | 0.85 | 42.989 | 639889907751 | EXTINGUISHING SYSTEM SLAVE UNIT | Extinguishing system Slave unit | 1 | 7419.5575 | Catalog Non-Stocked Product | NO | LN | _D | _41 | 06 | 10 | 24
7391000 | 7391000 | 570.0186 | 484.5158 | IT Advanced | 0.85 | 38.942 | 639889128552 | 31U DATA RACK | RAL7035 & 5018 | 1 | 427.514 | Catalog Non-Stocked Product | NO | LN | _D | _50 | 87 | 10 | 24
7396000 | 7396000 | 599.3364 | 509.4359 | IT Advanced | 0.85 | 40.785 | 639889128804 | 36U DATA RACK | RAL7035 & 5018 | 1 | 449.5023 | Catalog Non-Stocked Product | NO | LN | _D | _50 | 87 | 10 | 24
7400000 | 7400000 | 634.0254 | 538.9216 | IT Advanced | 0.85 | 42.989 | 639889128927 | 40U DATA RACK | RAL7035 & 5018 | 1 | 475.519 | Catalog Non-Stocked Product | NO | LN | _D | _50 | 87 | 10 | 24
7401000 | 7401000 | 99.7029 | 84.7475 | IT Advanced | 0.85 | 0.999 | 639889128972 | STABLIZER F DOUBLE FRAME DATA RACKS | DATA RACK | 2 | 74.7772 | Catalog Non-Stocked Product | NO | LN | _D | _50 | 87 | 10 | 24
7402000 | 7402000 | 97.8565 | 83.1781 | IT Advanced | 0.85 | 1.182 | 639889288317 | SUPPORT RAILS F DOUBLE FRAME DATA RACKS | WITH 2 PR MTG (19") (PK OF 4) | 2 | 73.3924 | Catalog Non-Stocked Product | NO | LN | _D | _50 | 87 | 10 | 24
7445000 | 7445000 | 694.6752 | 590.4739 | IT Advanced | 0.85 | 45.794 | 639889130258 | 45U DATA RACK | RAL7035 & 5018 | 1 | 521.0064 | Catalog Non-Stocked Product | NO | LN | _D | _50 | 87 | 10 | 24
7451000 | 7451000 | 334.8048 | 284.5841 | IT Advanced | 0.85 | 3.88 | 639889130302 | DK SMALL FIBER OPTIC DISTRIBUTOR | IP66, WITH MOUNTING PLATE | 1 | 251.1036 | Catalog Non-Stocked Product | NO | LN | _D | _47 | 64 | 10 | 24
7462000 | 7462000 | 33.7938 | 28.7247 | IT Advanced | 0.85 | 0.187 | 639889130753 | FIBER PANEL ST 12 POSITION |  | 2 | 25.3453 | Catalog Non-Stocked Product | NO | LN | _D | _50 | 87 | 10 | 24
7464035 | 7464035 | 239.8017 | 203.8314 | IT Advanced | 0.85 | 12.41 | 639889285118 | SHELF HEAVY DUTY 471 X 400 |  | 1 | 179.8513 | Catalog Non-Stocked Product | NO | LN | _D | _50 | 87 | 10 | 24
7465035 | 7465035 | 255.0201 | 216.7671 | IT Advanced | 0.85 | 14.784 | 639889285415 | SHELF HEAVY DUTY 471 X 500 | 200 LBS RAL7035 | 1 | 191.2651 | Catalog Non-Stocked Product | NO | LN | _D | _50 | 87 | 10 | 24
7466735 | 7466735 | 255.0201 | 216.7671 | IT Advanced | 0.85 | 19.797 | 639889360884 | SHELF HEAVY DUTY 471 X 700 | 200 LBS RAL7035 | 1 | 191.2651 | Catalog Stocked Product | YES | L8 | _D | _50 | 87 | 10 | 24
7480035 | 7480035 | 388.7406 | 330.4295 | IT Market | 0.85 | 5.6 | 639889285057 | POWER BOX GERMAN STYLE SOCKETS | RAL7035 | 1 | 272.1184 | Catalog Non-Stocked Product | NO | LN | _D | _43 | 23 | 10 | 21
7480300 | 7480300 | 803.442 | 682.9257 | IT Advanced | 0.85 | 13.536 | 639889360891 | 19IN. DK POWERBOX 3U | EXTENDABLE | 1 | 602.5815 | Catalog Non-Stocked Product | NO | LN | _D | _50 | 87 | 10 | 24
7484035 | 7484035 | 301.5705 | 256.3349 | IT Advanced | 0.85 | 16.501 | 639889285064 | SHELF HEAVY DUTY 671 X 400 | 200 LBS RAL7035 | 1 | 226.1779 | Catalog Non-Stocked Product | NO | LN | _D | _50 | 87 | 10 | 24
7485035 | 7485035 | 316.0056 | 268.6048 | IT Advanced | 0.85 | 18.959 | 639889285002 | SHELF HEAVY DUTY 671 X 500 | 200 LBS RAL7035 | 1 | 237.0042 | Catalog Non-Stocked Product | NO | LN | _D | _50 | 87 | 10 | 24
7486735 | 7486735 | 340.0641 | 289.0545 | IT Advanced | 0.85 | 24.685 | 639889343047 | SHELF HEAVY DUTY 671 X 700 | 200 LBS RAL7035 | 1 | 255.0481 | Catalog Stocked Product | YES | L8 | _D | _50 | 87 | 10 | 24
7492300 | 7492300 | 97.8565 | 83.1781 | IT Advanced | 0.85 | 0.765 | 639889344655 | HEAVY DUTY SUPPORT RAIL 261MM DEEP | DEEP | 2 | 73.3924 | Catalog Stocked Product | YES | LS | _D | _50 | 87 | 50 | 24
7492400 | 7492400 | 104.2572 | 88.6186 | IT Advanced | 0.85 | 1.08 | 639889344662 | HEAVY DUTY SUPPORT RAIL 361 MM DEEP | DEEP | 2 | 78.1929 | Catalog Stocked Product | YES | LS | _D | _50 | 87 | 50 | 24
7492500 | 7492500 | 112.4595 | 95.5906 | IT Advanced | 0.85 | 1.367 | 639889344679 | HEAVY DUTY SUPPORT RAIL 461 MM DEEP | DEEP | 2 | 84.3446 | Catalog Stocked Product | YES | LS | _D | _50 | 87 | 50 | 24
7493100 | 7493100 | 86.7784 | 52.0671 | Industrial Advanced | 0.6 | 0.148 | 639889877887 | LEVELING FEET 16-63 MM HIGH |  | 4 | 54.6704 | Catalog Stocked Product | YES | L8 | _D | _50 | 81 | 10 | 14
7494000 | 7494000 | 101.8402 | 86.5642 | IT Advanced | 0.85 | 0.362 | 639889131750 | BAYING BRACKET-CABLE GUIDE FOR DATA RACK |  | 3 | 76.3801 | Catalog Non-Stocked Product | NO | LN | _D | _50 | 82 | 10 | 24
7495000 | 7495000 | 452.1879 | 384.3597 | IT Advanced | 0.85 | 1.091 | 639889131804 | CASTERS FOR DATA RACK | DK CASTORS, PACKS OF 4, FOR STEEL ELECTRICAL CABINET | 4 | 339.1409 | Catalog Stocked Product | YES | LS | _D | _50 | 81 | 10 | 24
7501000 | 7501000 | 533.8749 | 453.7937 | IT Advanced | 0.85 | 37.566 | 639889877894 | VERTICALBOX 5U |  | 1 | 400.4062 | Catalog Non-Stocked Product | NO | LN | _D | _47 | 64 | 10 | 24
7507000 | 7507000 | 551.4432 | 468.7267 | IT Market | 0.85 | 38.933 | 639889850460 | 6U FLATBOX 0600W0400D |  | 1 | 386.0102 | Catalog Non-Stocked Product | NO | LN | _D | _47 | 63 | 10 | 21
7507010 | 7507010 | 586.5798 | 498.5928 | IT Market | 0.85 | 45.855 | 639889850477 | 9U FLATBOX 0600W0400D |  | 1 | 410.6059 | Catalog Non-Stocked Product | NO | LN | _D | _47 | 63 | 10 | 21
7507020 | 7507020 | 670.9524 | 570.3095 | IT Market | 0.85 | 58.311 | 639889850484 | 12U FLATBOX 0600W0400D |  | 1 | 469.6667 | Catalog Non-Stocked Product | NO | LN | _D | _47 | 63 | 10 | 21
7507030 | 7507030 | 741.1137 | 629.9466 | IT Market | 0.85 | 66.138 | 639889850491 | 15U FLATBOX 0600W0400D |  | 1 | 518.7796 | Catalog Non-Stocked Product | NO | LN | _D | _47 | 63 | 10 | 21
7507100 | 7507100 | 569.1234 | 483.7549 | IT Market | 0.85 | 52.91 | 639889850507 | 6U FLATBOX 0600W0600D |  | 1 | 398.3864 | Catalog Non-Stocked Product | NO | LN | _D | _47 | 63 | 10 | 21
7507110 | 7507110 | 631.2279 | 536.5437 | IT Market | 0.85 | 59.524 | 639889850514 | 9U FLATBOX 0600W0600D |  | 1 | 441.8595 | Catalog Non-Stocked Product | NO | LN | _D | _47 | 63 | 10 | 21
7507120 | 7507120 | 715.7124 | 608.3555 | IT Market | 0.85 | 70.767 | 639889850521 | 12U FLATBOX 0600W0600D |  | 1 | 500.9987 | Catalog Non-Stocked Product | NO | LN | _D | _47 | 63 | 10 | 21
7507200 | 7507200 | 884.5695 | 751.8841 | IT Market | 0.85 | 95.899 | 639889850538 | 15U FLATBOX 0700W0700D |  | 1 | 619.1986 | Catalog Non-Stocked Product | NO | LN | _D | _47 | 63 | 10 | 21
7507210 | 7507210 | 961.1091 | 816.9427 | IT Market | 0.85 | 106.702 | 639889850545 | 18U FLATBOX 0700W0700D |  | 1 | 672.7764 | Catalog Non-Stocked Product | NO | LN | _D | _47 | 63 | 10 | 21
7507220 | 7507220 | 1074.24 | 913.104 | IT Market | 0.85 | 116.843 | 639889850552 | 21U FLATBOX 0700W0700D |  | 1 | 751.968 | Catalog Non-Stocked Product | NO | LN | _D | _47 | 63 | 10 | 21
7507706 | 7507706 | 128.2374 | 109.0018 | IT Advanced | 0.85 | 0.765 | 639889877900 | 6U 19 MOUNTING ANGLES FLATBOX |  | 2 | 96.178 | Catalog Non-Stocked Product | NO | LN | _D | _50 | 87 | 10 | 24
7507709 | 7507709 | 110.6579 | 94.0592 | IT Advanced | 0.85 | 1.036 | 639889908048 | 9U 19 MOUNTING ANGLES FLATBOX |  | 2 | 82.9934 | Catalog Non-Stocked Product | NO | LN | _D | _50 | 87 | 10 | 24
7507712 | 7507712 | 42.4661 | 36.0961 | IT Advanced | 0.85 | 1.19 | 639889860766 | 12U 19 MOUNTING ANGLES FLATBOX |  | 2 | 31.8495 | Catalog Non-Stocked Product | NO | LN | _D | _50 | 87 | 10 | 24
7507715 | 7507715 | 67.3302 | 57.2307 | IT Advanced | 0.85 | 1.609 | 639889907942 | MOUNTING ANGLES FOR FLATBOX | L SHAPED BRACKET AS 2ND ATTACHMENT LEVEL | 2 | 50.4977 | Catalog Non-Stocked Product | NO | LN | _D | _50 | 87 | 10 | 24
7507718 | 7507718 | 78.5314 | 66.7517 | IT Advanced | 0.85 | 1.843 | 639889877917 | 18U 19 MOUNTING ANGLES FLATBOX |  | 2 | 58.8986 | Catalog Non-Stocked Product | NO | LN | _D | _50 | 87 | 10 | 24
7507721 | 7507721 | 64.4992 | 54.8243 | IT Market | 0.85 | 2.103 | 639889884342 | 21U 19 MOUNTING ANGLES FLATBOX |  | 2 | 45.1494 | Catalog Non-Stocked Product | NO | LN | _D | _50 | 87 | 10 | 21
7507740 | 7507740 | 24.8642 | 14.9185 | Industrial Advanced | 0.6 | 0.073 | 639889877924 | LEVELLING FEET FLATBOX |  | 4 | 15.6644 | Catalog Non-Stocked Product | NO | LN | _D | _50 | 81 | 10 | 14
7507755 | 7507755 | 179.7114 | 152.7547 | IT Advanced | 0.85 | 11.332 | 639889934689 | BASE- PLINTH FOR FLATBOX | BASE FOR 700MM X 700MM FLATBOX | 1 | 134.7835 | Catalog Non-Stocked Product | NO | LN | _D | _50 | 81 | 50 | 24
7507760 | 7507760 | 40.4854 | 34.4126 | IT Advanced | 0.85 | 0.271 | 639889850569 | COVERS FOR FAN PANELS FLATBOX |  | 6 | 30.3641 | Catalog Non-Stocked Product | NO | LN | _D | _44 | 40 | 10 | 24
7526050 | 7526050 | 10.3396 | 6.2037 | Industrial Advanced | 0.6 | 0.015 | 639889371804 | QR ADDITIONAL KEY F LOCK 12321(PK OF 2) | QR ADDITIONAL KEY F LOCK 12321(PK OF 2) | 2 | 6.5139 | Catalog Stocked Product | YES | LS | _D | _50 | 83 | 50 | 14
7526964 | 7526964 | 29.5416 | 17.725 | Industrial Advanced | 0.6 | 0.452 | 639889363441 | MTG ADAPTOR F SPEED REGULATOR | CONTROL | 1 | 18.6112 | Catalog Stocked Product | YES | LS | _D | _50 | 85 | 10 | 14
7541000 | 7541000 | 288.702 | 173.2212 | Industrial Advanced | 0.6 | 3.245 | 639889133259 | ZERO POTENTIAL GROUND RAIL | 600 LONG (1 SET) | 1 | 181.8823 | Catalog Non-Stocked Product | NO | LN | _D | _50 | 85 | 10 | 14
7542000 | 7542000 | 309.6273 | 185.7764 | Industrial Advanced | 0.6 | 3.649 | 639889133303 | ZERO POTENTIAL GROUND RAIL | 800 LONG (1 SET) | 1 | 195.0652 | Catalog Non-Stocked Product | NO | LN | _D | _50 | 85 | 10 | 14
7543000 | 7543000 | 332.0073 | 199.2044 | Industrial Advanced | 0.6 | 3.968 | 639889133358 | ZERO POTENTIAL GROUND RAIL | 1000 LONG (1 SET) | 1 | 209.1646 | Catalog Non-Stocked Product | NO | LN | _D | _50 | 85 | 10 | 14
7544000 | 7544000 | 365.5773 | 219.3464 | Industrial Advanced | 0.6 | 4.888 | 639889133402 | ZERO POTENTIAL GROUND RAIL | 1200 LONG (1 SET) | 1 | 230.3137 | Catalog Non-Stocked Product | NO | LN | _D | _50 | 85 | 10 | 14
7545000 | 7545000 | 389.8596 | 233.9158 | Industrial Advanced | 0.6 | 5.097 | 639889133457 | ZERO POTENTIAL GROUND RAIL | 1400 LONG (1 SET) | 1 | 245.6115 | Catalog Stocked Product | YES | L8 | _D | _50 | 85 | 10 | 14
7546000 | 7546000 | 413.8062 | 248.2837 | Industrial Advanced | 0.6 | 5.858 | 639889133501 | ZERO POTENTIAL GROUND RAIL | 1600 LONG (1 SET) | 1 | 260.6979 | Catalog Stocked Product | YES | L8 | _D | _50 | 85 | 10 | 14
7547000 | 7547000 | 436.1862 | 261.7117 | Industrial Advanced | 0.6 | 6.193 | 639889133556 | ZERO POTENTIAL GROUND RAIL | 1800 LONG (1 SET) | 1 | 274.7973 | Catalog Stocked Product | YES | LS | _D | _50 | 85 | 10 | 14
7548000 | 7548000 | 461.9232 | 277.1539 | Industrial Advanced | 0.6 | 6.409 | 639889133600 | ZERO POTENTIAL GROUND RAIL | 2000 LONG | 1 | 291.0116 | Catalog Non-Stocked Product | NO | LN | _D | _50 | 85 | 10 | 14
7548210 | 7548210 | 58.3447 | 35.0068 | Industrial Advanced | 0.6 | 0.026 | 639889846890 | MULTI POINT GROUNDING CONNECTOR |  | 10 | 36.7571 | Catalog Stocked Product | YES | LS | _D | _50 | 85 | 10 | 14
7549000 | 7549000 | 76.1927 | 45.7156 | Industrial Advanced | 0.6 | 0.152 | 639889363892 | GROUNDING CABLE 6-300MM | (PK OF 10) | 10 | 48.0014 | Catalog Non-Stocked Product | NO | LN | _D | _50 | 90 | 10 | 14
7641350 | 7641350 | 692.3253 | 588.4765 | IT Advanced | 0.85 | 38.889 | 639889927049 | AX IT 7U 380H600W350D |  | 1 | 519.244 | Catalog Non-Stocked Product | NO | LN | _D | _47 | 64 | 10 | 24
7643350 | 7643350 | 777.2574 | 660.6688 | IT Advanced | 0.85 | 51.631 | 639889927056 | AX IT 12U 600H600W350D |  | 1 | 582.9431 | Catalog Non-Stocked Product | NO | LN | _D | _47 | 64 | 10 | 24
7645350 | 7645350 | 890.6121 | 757.0203 | IT Advanced | 0.85 | 65.344 | 639889927063 | AX IT 15U 760H600W350D |  | 1 | 667.9591 | Catalog Non-Stocked Product | NO | LN | _D | _47 | 64 | 10 | 24
7646400 | 7646400 | 978.5655 | 831.7807 | IT Advanced | 0.85 | 71.649 | 639889927070 | AX IT 15U 800H600W400D |  | 1 | 733.9241 | Catalog Non-Stocked Product | NO | LN | _D | _47 | 64 | 10 | 24
7705035 | 7705035 | 136.518 | 116.0403 | IT Advanced | 0.85 | 2.998 | 639889282513 | CABLE ENTRY PLATE RAL7035 | RAL 7035 | 1 | 102.3885 | Catalog Non-Stocked Product | NO | LN | _D | _50 | 87 | 10 | 24
7705235 | 7705235 | 102.1647 | 86.84 | IT Advanced | 0.85 | 3.616 | 639889378384 | EL GLAND PLATE F-METRIC CABLE | RAL7035 | 1 | 76.6235 | Catalog Non-Stocked Product | NO | LN | _A | _10 | 81 | 10 | 24
7706135 | 7706135 | 1295.802 | 1101.4317 | IT Advanced | 0.85 | 58.201 | 639889371446 | 6U 0345H0600W0472D 3 PART EL | W/NEW DESIGN DOOR | 1 | 971.8515 | Catalog Non-Stocked Product | NO | LN | _A | _02 | 16 | 10 | 24
7709135 | 7709135 | 1378.3842 | 1171.6266 | IT Advanced | 0.85 | 68.342 | 639889371453 | 9U 0478H0600W0472D 3 PART EL | W/NEW DESIGN DOOR | 1 | 1033.7881 | Catalog Non-Stocked Product | NO | LN | _A | _02 | 16 | 10 | 24
7709535 | 7709535 | 1758.6204 | 1494.8273 | IT Advanced | 0.85 | 83.774 | 639889850651 | 9U 0478H0600W0673D 3-PART EL | W/VIEWING DOOR | 1 | 1318.9653 | Catalog Stocked Product | YES | LS | _A | _02 | 16 | 10 | 24
7709735 | 7709735 | 1644.2586 | 1397.6198 | IT Advanced | 0.85 | 77.16 | 639889371507 | 9U 0478H0600W0572D 3 PART EL | W/VIEWING DOOR | 1 | 1233.194 | Catalog Non-Stocked Product | NO | LN | _A | _02 | 16 | 10 | 24
7712135 | 7712135 | 1476.0729 | 1254.662 | IT Advanced | 0.85 | 79.365 | 639889371460 | 12U 0612H0600W0472D 3 PART EL | W/NEW DESIGN DOOR | 1 | 1107.0547 | Catalog Non-Stocked Product | NO | LN | _A | _02 | 16 | 10 | 24
7715135 | 7715135 | 1555.7457 | 1322.3838 | IT Advanced | 0.85 | 90.388 | 639889371477 | 15U 0746H0600W0472D 3 PART EL | W/NEW DESIGN DOOR | 1 | 1166.8093 | Catalog Non-Stocked Product | NO | LN | _A | _02 | 16 | 10 | 24
7715535 | 7715535 | 1897.4883 | 1612.8651 | IT Advanced | 0.85 | 106.041 | 639889850668 | 15U 0746H0600W0673D 3 PART EL | W/VIEWING DOOR | 1 | 1423.1162 | Catalog Stocked Product | YES | LS | _A | _02 | 16 | 10 | 24
7715735 | 7715735 | 1771.6008 | 1505.8607 | IT Advanced | 0.85 | 99.206 | 639889371514 | 15U 0746H0600W0572D 3 PART EL | W/VIEWING DOOR | 1 | 1328.7006 | Catalog Non-Stocked Product | NO | LN | _A | _02 | 16 | 10 | 24
7721135 | 7721135 | 1914.1614 | 1627.0372 | IT Advanced | 0.85 | 108.025 | 639889371491 | 21U 1012H0600W0472D 3 PART EL | W/NEW DESIGN DOOR | 1 | 1435.621 | Catalog Non-Stocked Product | NO | LN | _A | _02 | 16 | 10 | 24
7721535 | 7721535 | 2084.9208 | 1772.1827 | IT Advanced | 0.85 | 134.48 | 639889850675 | 21U 1012H0600W0673D 3 PART EL | W/VIEWING DOOR | 1 | 1563.6906 | Catalog Stocked Product | YES | LS | _A | _02 | 16 | 10 | 24
7721735 | 7721735 | 1950.0813 | 1657.5691 | IT Advanced | 0.85 | 121.252 | 639889371521 | 21U 1012H0600W0572D 3 PART EL | W/VIEWING DOOR | 1 | 1462.561 | Catalog Non-Stocked Product | NO | LN | _A | _02 | 16 | 10 | 24
7752950 | 7752950 | 73.3616 | 62.3574 | IT Advanced | 0.85 | 0.077 | 639889016323 | ESD BONDING POINT | POTENTIAL EQUALIZATION | 1 | 55.0212 | Catalog Stocked Product | YES | LS | _D | _50 | 87 | 10 | 24
7824086 | 7824086 | 572.1447 | 343.2868 | Industrial Advanced | 0.6 | 13.668 | 639889364660 | 0800H0600D TS LOCKING SIDEWALLS |  | 2 | 360.4512 | Catalog Non-Stocked Product | NO | LN | _D | _50 | 82 | 10 | 14
7824120 | 7824120 | 492.2481 | 295.3489 | Industrial Advanced | 0.6 | 32.848 | 639889372368 | 1200H1000D TS SIDEWALLS | LOCKING, RAL 7035 | 2 | 310.1163 | Catalog Non-Stocked Product | NO | LN | _D | _50 | 82 | 10 | 14
7824128 | 7824128 | 537.12 | 322.272 | Industrial Advanced | 0.6 | 28.439 | 639889372320 | 1200H0800D TS LOCKING SIDEWALLS | RAL7035 | 2 | 338.3856 | Catalog Non-Stocked Product | NO | LN | _D | _50 | 82 | 10 | 14
7824188 | 7824188 | 542.0436 | 325.2262 | Industrial Advanced | 0.6 | 39.242 | 639889364783 | 1800H0800D TS LOCKING SIDEWALLS | RAL7035 | 2 | 341.4875 | Catalog Non-Stocked Product | NO | LN | _D | _50 | 82 | 10 | 14
7824200 | 7824200 | 670.281 | 402.1686 | Industrial Advanced | 0.6 | 53.571 | 639889364806 | 2000H1000D TS LOCKING SIDEWALLS | RAL7035 | 2 | 422.277 | Catalog Non-Stocked Product | NO | LN | _D | _50 | 82 | 10 | 14
7824201 | 7824201 | 864.3156 | 518.5894 | Industrial Advanced | 0.6 | 44.974 | 639889364813 | 2000H0600W TS VENTED VIEWING DOOR | RAL 7035,EUROPE VERSION | 1 | 544.5188 | Catalog Non-Stocked Product | NO | LN | _D | _50 | 83 | 10 | 14
7824206 | 7824206 | 529.1751 | 317.5051 | Industrial Advanced | 0.6 | 32.187 | 639889364868 | 2000H0600D TS LOCKING SIDEWALLS |  | 2 | 333.3803 | Catalog Non-Stocked Product | NO | LN | _D | _50 | 82 | 10 | 14
7824208 | 7824208 | 593.2938 | 355.9763 | Industrial Advanced | 0.6 | 43.651 | 639889364882 | 2000H0800D TS LOCKING SIDEWALLS | RAL7035 | 2 | 373.7751 | Catalog Non-Stocked Product | NO | LN | _D | _50 | 82 | 10 | 14
7824220 | 7824220 | 803.442 | 482.0652 | Industrial Advanced | 0.6 | 59.303 | 639889364905 | 2200H1000D TS LOCKING SIDEWALLS | RAL7035 | 2 | 506.1685 | Catalog Non-Stocked Product | NO | LN | _D | _50 | 82 | 10 | 14
7824226 | 7824226 | 549.0933 | 329.456 | Industrial Advanced | 0.6 | 39.131 | 639889364967 | 2200H0600D TS LOCKING SIDEWALLS |  | 2 | 345.9288 | Catalog Non-Stocked Product | NO | LN | _D | _50 | 82 | 10 | 14
7824228 | 7824228 | 567.7806 | 340.6684 | Industrial Advanced | 0.6 | 48.28 | 639889364981 | 2200H0800D TS LOCKING SIDEWALLS | RAL7035 | 2 | 357.7018 | Catalog Non-Stocked Product | NO | LN | _D | _50 | 82 | 10 | 14
7824500 | 7824500 | 82.8396 | 49.7037 | Industrial Advanced | 0.6 | 0.086 | 639889365001 | LOCK F TS LOCKING SIDEWALL | PU=4 | 4 | 52.1889 | Catalog Non-Stocked Product | NO | LN | _D | _50 | 83 | 50 | 14
7824510 | 7824510 | 48.0051 | 28.8031 | Industrial Advanced | 0.6 | 0.066 | 639889365018 | INTERNAL BRKT F TS LOCKING SIDEWALLS | PU=4 | 4 | 30.2432 | Catalog Stocked Product | YES | LS | _D | _50 | 82 | 10 | 14
7824520 | 7824520 | 135.5109 | 81.3065 | Industrial Advanced | 0.6 | 0.977 | 639889372818 | TS 180 DEG HINGE FOR STEEL DOORS | RAL7035 | 4 | 85.3719 | Catalog Non-Stocked Product | NO | LN | _D | _50 | 83 | 10 | 14
7824525 | 7824525 | 135.5109 | 81.3065 | Industrial Advanced | 0.6 | 0.891 | 639889372825 | TS 180 DEG HINGE FOR VIEWING DOORS | RAL7035 | 4 | 85.3719 | Catalog Non-Stocked Product | NO | LN | _D | _50 | 83 | 10 | 14
7824540 | 7824540 | 181.278 | 108.7668 | Industrial Advanced | 0.6 | 0.511 | 639889372832 | TS EXTERNAL BAYING CONNECTORS | FOR TS WITH SIDEWALLS, RAL 7035 | 4 | 114.2051 | Catalog Stocked Product | YES | LS | _D | _50 | 82 | 10 | 14
7825250 | 7825250 | 282.2118 | 239.88 | IT Advanced | 0.85 | 16.446 | 639889016569 | TS STABILIZER FOR 1000MM DEPTH | D=1000 MM | 1 | 211.6588 | Catalog Stocked Product | YES | L8 | _D | _50 | 81 | 10 | 24
7825360 | 7825360 | 91.3328 | 54.7997 | Industrial Advanced | 0.6 | 3.527 | 639889365063 | TS VENTED GLAND PLATE FOR 600W | 0600W0238D | 1 | 57.5397 | Catalog Non-Stocked Product | NO | LN | _D | _50 | 81 | 10 | 14
7825361 | 7825361 | 58.3447 | 35.0068 | Industrial Advanced | 0.6 | 2.734 | 639889365070 | TS GLAND PLATE W-CABLE ENTRY FOR 600W | 0600W0238D | 1 | 36.7571 | Catalog Non-Stocked Product | NO | LN | _D | _50 | 81 | 10 | 14
7825367 | 7825367 | 197.2797 | 118.3678 | Industrial Advanced | 0.6 | 3.131 | 639889862920 | BASE MODULE F-CABLE ENTRY FOR 600W | FOR 600W ENC. | 1 | 124.2862 | Catalog Non-Stocked Product | NO | LN | _D | _50 | 81 | 10 | 14
7825375 | 7825375 | 216.5265 | 129.9159 | Industrial Advanced | 0.6 | 1.808 | 639889862937 | BRUSH STRIP 1 METER |  | 1 | 136.4117 | Catalog Stocked Product | YES | LS | _D | _50 | 90 | 10 | 14
7825380 | 7825380 | 98.7182 | 59.2309 | Industrial Advanced | 0.6 | 4.982 | 639889365087 | TS VENTED GLAND PLATE FOR 800W | 800W, VENTED | 1 | 62.1925 | Catalog Non-Stocked Product | NO | LN | _D | _50 | 81 | 10 | 14
7825381 | 7825381 | 73.3616 | 44.017 | Industrial Advanced | 0.6 | 3.924 | 639889365094 | TS GLAND PLATE W-CABLE ENTRY FOR 800W | 0800W0238D | 1 | 46.2178 | Catalog Non-Stocked Product | NO | LN | _D | _50 | 81 | 10 | 14
7825387 | 7825387 | 256.4748 | 153.8849 | Industrial Advanced | 0.6 | 4.189 | 639889862951 | BASE MODULE F-CABLE ENTRY FOR 800W | FOR 800W ENC. | 1 | 161.5791 | Catalog Non-Stocked Product | NO | LN | _D | _50 | 81 | 10 | 14
7825388 | 7825388 | 288.702 | 173.2212 | Industrial Advanced | 0.6 | 5.776 | 639889877931 | GLAND PLATE SIDE CABLE ENTRY 800W |  | 1 | 181.8823 | Catalog Non-Stocked Product | NO | LN | _D | _50 | 81 | 10 | 14
7825900 | 7825900 | 585.1251 | 497.3563 | IT Advanced | 0.85 | 3.56 | 639889365193 | TS TRANSPORT KIT 1 SET |  | 4 | 438.8438 | Catalog Stocked Product | YES | LS | _D | _50 | 81 | 10 | 24
7826605 | 7826605 | 451.5165 | 270.9099 | Industrial Advanced | 0.6 | 19.592 | 639889372696 | 600W1000D TS 2 PC CABLE ENTRY ROOF |  | 1 | 284.4554 | Catalog Non-Stocked Product | NO | LN | _D | _50 | 84 | 10 | 14
7826665 | 7826665 | 339.057 | 203.4342 | Industrial Advanced | 0.6 | 11.861 | 639889378612 | 600W600D TS 2 PC CABLE ENTRY ROOF |  | 1 | 213.6059 | Catalog Non-Stocked Product | NO | LN | _D | _50 | 84 | 10 | 14
7826685 | 7826685 | 380.1243 | 228.0746 | Industrial Advanced | 0.6 | 15.653 | 639889372672 | 600W800D TS 2 PC CABLE ENTRY ROOF | RAL7035 | 1 | 239.4783 | Catalog Non-Stocked Product | NO | LN | _D | _50 | 84 | 10 | 14
7826689 | 7826689 | 545.1768 | 327.1061 | Industrial Advanced | 0.6 | 20.276 | 639889372733 | 600W800D TS 2 PC RAISED VENTED ROOF | RAL7035 | 1 | 343.4614 | Catalog Non-Stocked Product | NO | LN | _D | _50 | 84 | 10 | 14
7826750 | 7826750 | 280.869 | 168.5214 | Industrial Advanced | 0.6 | 2.116 | 639889932173 | DK VENT COVER |  | 1 | 176.9475 | Catalog Non-Stocked Product | NO | LN | _D | _44 | 40 | 10 | 14
7826805 | 7826805 | 445.9215 | 267.5529 | Industrial Advanced | 0.6 | 25.783 | 639889372726 | 800W1000D TS 2 PC CABLE ENTRY ROOF | RAL 7035 | 1 | 280.9305 | Catalog Non-Stocked Product | NO | LN | _D | _50 | 84 | 10 | 14
7826825 | 7826825 | 418.6179 | 251.1707 | Industrial Advanced | 0.6 | 30.626 | 639889847095 | TS CABLE ENTRY ROOF |  | 1 | 263.7293 | Catalog Non-Stocked Product | NO | LN | _D | _50 | 84 | 10 | 14
7826865 | 7826865 | 388.0692 | 232.8415 | Industrial Advanced | 0.6 | 15.573 | 639889378643 | 800W600D TS 2 PC CABLE ENTRY ROOF | RAL 7035 | 1 | 244.4836 | Catalog Non-Stocked Product | NO | LN | _D | _50 | 84 | 10 | 14
7826869 | 7826869 | 545.1768 | 327.1061 | Industrial Advanced | 0.6 | 20.675 | 639889378650 | 800W600D TS 2 PC RAISED VENTED ROOF | RAL 7035 W/CABLE ENTRY | 1 | 343.4614 | Catalog Non-Stocked Product | NO | LN | _D | _50 | 84 | 10 | 14
7826885 | 7826885 | 402.5043 | 241.5026 | Industrial Advanced | 0.6 | 20.926 | 639889372702 | 800W800D TS 2 PC CABLE ENTRY ROOF | RAL 7035 | 1 | 253.5777 | Catalog Non-Stocked Product | NO | LN | _D | _50 | 84 | 10 | 14
7826889 | 7826889 | 524.3634 | 314.618 | Industrial Advanced | 0.6 | 25.525 | 639889372764 | 0800W0800D TS 2 PC RAISED VENTED ROOF | RAL 7035 | 1 | 330.3489 | Catalog Non-Stocked Product | NO | LN | _D | _50 | 84 | 10 | 14
7827181 | 7827181 | 143.0082 | 121.557 | IT Advanced | 0.85 | 11.464 | 639889365728 | TS L MTG RAIL 38U | (2 PR) | 2 | 107.2561 | Catalog Stocked Product | YES | LS | _D | _50 | 87 | 10 | 24
7827200 | 7827200 | 162.1431 | 137.8216 | IT Advanced | 0.85 | 6.779 | 639889365735 | TS U MTG RAIL 42U | (2 PR) | 2 | 121.6073 | Catalog Stocked Product | YES | LS | _D | _50 | 87 | 50 | 24
7827201 | 7827201 | 162.1431 | 137.8216 | IT Advanced | 0.85 | 5.337 | 639889365742 | TS L MTG RAIL 42U | (2 PR) | 2 | 121.6073 | Catalog Stocked Product | YES | LS | _D | _50 | 87 | 10 | 24
7827221 | 7827221 | 178.1448 | 151.4231 | IT Advanced | 0.85 | 11.905 | 639889365780 | TS L MTG RAIL 47U | (2 PR) | 2 | 133.6086 | Catalog Stocked Product | YES | LS | _D | _50 | 87 | 10 | 24
7827300 | 7827300 | 44.1893 | 37.5609 | IT Advanced | 0.85 | 0.414 | 639889365803 | ADAPTOR F 19 L RAILS | PU=4 | 4 | 33.142 | Catalog Non-Stocked Product | NO | LN | _D | _50 | 87 | 10 | 24
7827480 | 7827480 | 123.5376 | 105.007 | IT Advanced | 0.85 | 3.968 | 639889348417 | TS 19IN RAIL INSTALL BRACKET CENTERED | F/800W, PU=2 | 2 | 92.6532 | Catalog Stocked Product | YES | LS | _D | _50 | 87 | 10 | 24
7827544 | 7827544 | 306.3822 | 260.4249 | IT Advanced | 0.85 | 0.838 | 639889862982 | VERTICAL BRUSH STRIP 2000H |  | 4 | 229.7867 | Catalog Non-Stocked Product | NO | LN | _D | _50 | 87 | 10 | 24
7829150 | 7829150 | 86.5323 | 51.9194 | Industrial Advanced | 0.6 | 0.525 | 639889378681 | TS GROUNDING KIT |  | 1 | 54.5153 | Catalog Stocked Product | YES | LS | _D | _50 | 90 | 10 | 14
7829200 | 7829200 | 28.3107 | 16.9864 | Industrial Advanced | 0.6 | 0.084 | 639889346321 | CENTRAL GROUNDING BRACKET |  | 1 | 17.8357 | Catalog Stocked Product | YES | LS | _D | _50 | 85 | 10 | 14
7829400 | 7829400 | 170.088 | 102.0528 | Industrial Advanced | 0.6 | 0.664 | 639889366190 | TS SPLIT FRAME KIT | ELECTR. CAB.) | 4 | 107.1554 | Catalog Non-Stocked Product | NO | LN | _D | _50 | 85 | 10 | 14
7831472 | 7831472 | 170.088 | 144.5748 | IT Advanced | 0.85 | 3.847 | 639889877948 | ROOF SUPPORTS F-CABLE TROUGH | ADJUSTABLE 800-1200D RAL 7035 | 2 | 127.566 | Catalog Stocked Product | YES | L8 | _D | _50 | 84 | 10 | 24
7831723 | 7831723 | 309.2916 | 185.575 | Industrial Advanced | 0.6 | 66.138 | 639889847224 | 2000H1000D TS PARTITION WALL |  | 1 | 194.8537 | Catalog Non-Stocked Product | NO | LN | _D | _50 | 82 | 10 | 14
7831724 | 7831724 | 611.8692 | 367.1215 | Industrial Advanced | 0.6 | 77.16 | 639889847231 | 2000H1200D TS IT PARTITION WALL |  | 1 | 385.4776 | Catalog Non-Stocked Product | NO | LN | _D | _50 | 82 | 10 | 14
7856008 | 7856008 | 589.3773 | 500.9707 | IT Advanced | 0.85 | 8.441 | 639889932180 | PSM rail for 8 sockets |  | 1 | 442.033 | Catalog Non-Stocked Product | NO | LN | _D | _43 | 22 | 10 | 24
7856731 | 7856731 | 530.7417 | 451.1304 | IT Advanced | 0.85 | 30.864 | 639889379305 | TS 19IN MOUNTING FRAME 42U | F/2000H X 800W | 1 | 398.0563 | Catalog Non-Stocked Product | NO | LN | _D | _50 | 87 | 50 | 24
7858100 | 7858100 | 2220.4317 | 1887.3669 | IT Advanced | 0.85 | 57.451 | 639889379527 | HEAVY DUTY 19IN SWING FRAME 40U | F/2000H X 800W, 770LB. | 1 | 1665.3238 | Catalog Non-Stocked Product | NO | LN | _D | _50 | 87 | 10 | 24
7859000 | 7859000 | 230.514 | 195.9369 | IT Advanced | 0.85 | 0.884 | 639889907980 | IT SYSTEM LED LIGHT | IT SYSTEM LED LIGHT FOR IT RACK LIGHTING | 1 | 172.8855 | Catalog Non-Stocked Product | NO | LN | _A | _10 | 86 | 10 | 24
7859020 | 7859020 | 45.879 | 38.9971 | IT Advanced | 0.85 | 0.408 | 639889907720 | IT SYSTEM LED LIGHT POWER CORD | IT SYSTEM LED LIGHT POWER CORD WITH IEC C18 | 1 | 34.4093 | Catalog Stocked Product | YES | L8 | _D | _43 | 30 | 10 | 24
7950100 | 7950100 | 64.1299 | 54.5104 | IT Advanced | 0.85 | 0.093 | 639889877962 | DK ADHESIVE MEASURING STRIP | UP TO 56U | 1 | 48.0974 | Catalog Non-Stocked Product | NO | LN | _D | _50 | 87 | 10 | 24
7950150 | 7950150 | 250.2084 | 150.125 | Industrial Advanced | 0.6 | 0.093 | 639889877979 | ALTERNATE FRAME, MAGNETIC | LABEL FRAME, PU=10 | 10 | 157.6313 | Catalog Non-Stocked Product | NO | LN | _D | _50 | 90 | 10 | 14
7950200 | 7950200 | 20.9253 | 12.5552 | Industrial Advanced | 0.6 | 0.101 | 639889877986 | MAGNETIC DOCUMENT CLIP |  | 2 | 13.1829 | Catalog Non-Stocked Product | NO | LN | _D | _50 | 90 | 10 | 14
7967000 | 7967000 | 105.1189 | 63.0713 | Industrial Advanced | 0.6 | 0.298 | 639889288492 | 50MM ROOF SPACER | DK SPACER 50 MM F. STEEL ELEC. CAB. | 4 | 66.2249 | Catalog Non-Stocked Product | NO | LN | _D | _50 | 84 | 10 | 14
7979020 | 7979020 | 42.522 | 36.1437 | IT Advanced | 0.85 | 0.009 | 639889931022 | PDU PLUG LOCK FOR 7979XXX PDUS |  | 20 | 31.8915 | Catalog Non-Stocked Product | NO | LN | _D | _43 | 30 | 10 | 24
7979110 | 7979110 | 369.6057 | 314.1648 | IT Market | 0.85 | 4.85 | 639889931039 | PDU BASIC 16A 1P NON UL 12C13 1C19 |  | 1 | 258.724 | Catalog Non-Stocked Product | NO | LN | _D | _43 | 21 | 10 | 21
7979112 | 7979112 | 571.1376 | 485.467 | IT Market | 0.85 | 7.76 | 639889931046 | PDU BASIC 32A 1P NON UL 16C13 2C19 |  | 1 | 399.7963 | Catalog Non-Stocked Product | NO | LN | _D | _43 | 21 | 10 | 21
7979115 | 7979115 | 531.8607 | 452.0816 | IT Market | 0.85 | 6.173 | 639889931053 | PDU BASIC 16A 1P NON UL 24C13 4C19 |  | 1 | 372.3025 | Catalog Non-Stocked Product | NO | LN | _D | _43 | 21 | 10 | 21
7979137 | 7979137 | 939.5124 | 798.5855 | IT Advanced | 0.85 | 11.905 | 639889931060 | PDU BASIC 32A 24 C13 6 C19 NON UL |  | 1 | 704.6343 | Catalog Non-Stocked Product | NO | LN | _D | _43 | 21 | 10 | 24
7979202 | 7979202 | 1972.1256 | 1676.3068 | IT Market | 0.85 | 5.6 | 639889932197 | PDU METERED 16A/1P IEC-C20 6xC13 (19") |  | 1 | 1380.4879 | Catalog Non-Stocked Product | NO | LN | _D | _43 | 25 | 10 | 21
7979316 | 7979316 | 3393.8151 | 2884.7428 | IT Market | 0.85 | 12.566 | 639889932203 | PDU SWITCHED 32A/1P CEE 24xC13+4xC19 |  | 1 | 2375.6706 | Catalog Non-Stocked Product | NO | LN | _D | _43 | 25 | 10 | 21
7980000 | 7980000 | 123.2019 | 104.7216 | IT Advanced | 0.85 | 1.479 | 639889191198 | FAN EXPANSION KIT 230V 160CFM | ROOF | 1 | 92.4014 | Catalog Non-Stocked Product | NO | LN | _D | _44 | 40 | 10 | 24
7980100 | 7980100 | 137.8608 | 117.1817 | IT Advanced | 0.85 | 1.071 | 639889367241 | FAN EXPANSION KIT 230V 108CFM | (F. STEEL ELECTR. CAB.) | 1 | 103.3956 | Catalog Non-Stocked Product | NO | LN | _D | _44 | 40 | 10 | 24
7980110 | 7980110 | 109.8746 | 65.9248 | Industrial Advanced | 0.6 | 2 | 639889191204 | FAN 100CFM 115V WITH POWER CORD | AND WITH FINGERGUARD | 1 | 69.221 | Catalog Stocked Product | YES | LS | _C | _32 | 11 | 70 | 14
7980148 | 7980148 | 174.1164 | 147.9989 | IT Advanced | 0.85 | 0.853 | 639889850798 | FAN EXPANSION KIT 48VDC 108CFM | 48VDC, 108CFM | 1 | 130.5873 | Catalog Non-Stocked Product | NO | LN | _D | _44 | 40 | 10 | 24
7993146 | 7993146 | 1188.1542 | 712.8925 | Industrial Advanced | 0.6 | 14.815 | 639889925038 | MAIN SWITCH INSTALLATION ADAPTER |  | 1 | 748.5371 | Catalog Non-Stocked Product | NO | LN | _A | _10 | 83 | 10 | 14
8001210 | 8001210 | 37.9117 | 22.747 | Industrial Advanced | 0.6 | 1.675 | 639889924703 | VX GLAND PLATE WXD 490X75MM |  | 1 | 23.8844 | Catalog Non-Stocked Product | NO | LN | _A | _10 | 81 | 10 | 14
8001211 | 8001211 | 45.4202 | 27.2521 | Industrial Advanced | 0.6 | 2.205 | 639889924710 | VX GLAND PLATE WXD 690X75MM |  | 1 | 28.6147 | Catalog Non-Stocked Product | NO | LN | _A | _10 | 81 | 10 | 14
8001212 | 8001212 | 33.3574 | 20.0144 | Industrial Advanced | 0.6 | 1.411 | 639889924727 | VX GLAND PLATE WXD 440X75MM |  | 1 | 21.0152 | Catalog Non-Stocked Product | NO | LN | _A | _10 | 81 | 10 | 14
8001213 | 8001213 | 40.8659 | 24.5195 | Industrial Advanced | 0.6 | 1.764 | 639889924734 | VX GLAND PLATE WXD 540X75MM |  | 1 | 25.7455 | Catalog Non-Stocked Product | NO | LN | _A | _10 | 81 | 10 | 14
8001214 | 8001214 | 48.4975 | 29.0985 | Industrial Advanced | 0.6 | 2.778 | 639889924741 | VX GLAND PLATE WXD 490X175MM |  | 1 | 30.5534 | Catalog Non-Stocked Product | NO | LN | _A | _10 | 81 | 10 | 14
8001215 | 8001215 | 60.5603 | 36.3362 | Industrial Advanced | 0.6 | 3.924 | 639889924758 | VX GLAND PLATE WXD 690X175MM |  | 1 | 38.153 | Catalog Non-Stocked Product | NO | LN | _A | _10 | 81 | 10 | 14
8001216 | 8001216 | 42.4661 | 25.4796 | Industrial Advanced | 0.6 | 2.469 | 639889924765 | VX GLAND PLATE WXD 440X175MM |  | 1 | 26.7536 | Catalog Non-Stocked Product | NO | LN | _A | _10 | 81 | 10 | 14
8001217 | 8001217 | 53.0518 | 31.8311 | Industrial Advanced | 0.6 | 3.086 | 639889924772 | VX GLAND PLATE WXD 540X175MM |  | 1 | 33.4226 | Catalog Non-Stocked Product | NO | LN | _A | _10 | 81 | 10 | 14
8001218 | 8001218 | 56.129 | 33.6774 | Industrial Advanced | 0.6 | 3.66 | 639889924789 | VX GLAND PLATE WXD 490X237.5MM |  | 1 | 35.3613 | Catalog Non-Stocked Product | NO | LN | _A | _10 | 81 | 10 | 14
8001219 | 8001219 | 66.7148 | 40.0289 | Industrial Advanced | 0.6 | 5.071 | 639889924796 | VX GLAND PLATE WXD 690X237.5MM |  | 1 | 42.0303 | Catalog Non-Stocked Product | NO | LN | _A | _10 | 81 | 10 | 14
8001220 | 8001220 | 57.6061 | 34.5637 | Industrial Advanced | 0.6 | 3.263 | 639889924802 | VX GLAND PLATE WXD 440X237.5MM |  | 1 | 36.2919 | Catalog Non-Stocked Product | NO | LN | _A | _10 | 81 | 10 | 14
8001221 | 8001221 | 63.6375 | 38.1825 | Industrial Advanced | 0.6 | 4.056 | 639889924819 | VX GLAND PLATE WXD 540X237.5MM |  | 1 | 40.0916 | Catalog Non-Stocked Product | NO | LN | _A | _10 | 81 | 10 | 14
8001222 | 8001222 | 66.7148 | 40.0289 | Industrial Advanced | 0.6 | 4.189 | 639889924826 | VX GLAND PLATE WXD 490X275MM |  | 1 | 42.0303 | Catalog Non-Stocked Product | NO | LN | _A | _10 | 81 | 10 | 14
8001223 | 8001223 | 78.7776 | 47.2666 | Industrial Advanced | 0.6 | 5.732 | 639889924833 | VX GLAND PLATE WXD 690X275MM |  | 1 | 49.6299 | Catalog Non-Stocked Product | NO | LN | _A | _10 | 81 | 10 | 14
8001224 | 8001224 | 63.6375 | 38.1825 | Industrial Advanced | 0.6 | 3.748 | 639889924840 | VX GLAND PLATE WXD 440X275MM |  | 1 | 40.0916 | Catalog Non-Stocked Product | NO | LN | _A | _10 | 81 | 10 | 14
8001225 | 8001225 | 71.2691 | 42.7615 | Industrial Advanced | 0.6 | 4.63 | 639889924857 | VX GLAND PLATE WXD 540X275MM |  | 1 | 44.8995 | Catalog Non-Stocked Product | NO | LN | _A | _10 | 81 | 10 | 14
8001239 | 8001239 | 45.4202 | 27.2521 | Industrial Advanced | 0.6 | 1.852 | 639889924864 | VX SLIDING GLAND PLATE WXD 490X115MM |  | 1 | 28.6147 | Catalog Non-Stocked Product | NO | LN | _A | _10 | 81 | 10 | 14
8001241 | 8001241 | 56.129 | 33.6774 | Industrial Advanced | 0.6 | 2.557 | 639889924871 | VX SLIDING GLAND PLATE WXD 690X115MM |  | 1 | 35.3613 | Catalog Non-Stocked Product | NO | LN | _A | _10 | 81 | 10 | 14
8001242 | 8001242 | 40.8659 | 24.5195 | Industrial Advanced | 0.6 | 1.675 | 639889924888 | VX SLIDING GLAND PLATE WXD 440X115MM |  | 1 | 25.7455 | Catalog Non-Stocked Product | NO | LN | _A | _10 | 81 | 10 | 14
8001243 | 8001243 | 48.4975 | 29.0985 | Industrial Advanced | 0.6 | 2.028 | 639889924895 | VX SLIDING GLAND PLATE WXD 540X115MM |  | 1 | 30.5534 | Catalog Non-Stocked Product | NO | LN | _A | _10 | 81 | 10 | 14
8004000 | 8004000 | 2903.0217 | 1741.813 | Industrial Advanced | 0.6 | 334.656 | 639889903333 | 2000H1000W0400D VX25 DBL TXT | WHD: 1000x2000x400 mm | 1 | 1828.9037 | Catalog Stocked Product | YES | L8 | _A | _03 | 25 | 10 | 14
8004010 | 8004010 | 2468.4021 | 1481.0413 | Industrial Advanced | 0.6 | 225.97 | 639889922815 | 2000H1000W0400D VX25 DBL TXT LESS MPL |  | 1 | 1555.0933 | Catalog Non-Stocked Product | NO | LN | _A | _03 | 25 | 20 | 14
8004500 | 8004500 | 2903.0217 | 1741.813 | Industrial Advanced | 0.6 | 335.758 | 639889847255 | 2000H1000W0400D TS DBL TXT | RAL7035 | 1 | 1828.9037 | Catalog Stocked Product | YES | LS | _A | _03 | 21 | 10 | 14
8005000 | 8005000 | 2991.9822 | 1795.1893 | Industrial Advanced | 0.6 | 343.915 | 639889903340 | 2000H1000W0500D VX25 DBL TXT | WHD: 1000x2000x500 mm | 1 | 1884.9488 | Catalog Stocked Product | YES | L8 | _A | _03 | 25 | 10 | 14
8005010 | 8005010 | 2541.8085 | 1525.0851 | Industrial Advanced | 0.6 | 270.062 | 639889922822 | 2000H1000W0500D VX25 DBL TXT LESS MPL |  | 1 | 1601.3394 | Catalog Non-Stocked Product | NO | LN | _A | _03 | 25 | 20 | 14
8005435 | 8005435 | 2647.7778 | 1588.6667 | Industrial Advanced | 0.6 | 346.12 | 639889856967 | 2000H1000W0500D TS SGL TXT | RAL 7035 | 1 | 1668.1 | Catalog Stocked Product | YES | LS | _A | _03 | 21 | 70 | 14
8005500 | 8005500 | 2991.9822 | 1795.1893 | Industrial Advanced | 0.6 | 340.829 | 639889379626 | 2000H1000W0500D TS DBL TXT | RAL7035 | 1 | 1884.9488 | Catalog Stocked Product | YES | LS | _A | _03 | 21 | 50 | 14
8006000 | 8006000 | 3016.824 | 1810.0944 | Industrial Advanced | 0.6 | 347.443 | 639889903357 | 2000H1000W0600D VX25 DBL TXT | WHD: 1000x2000x600 mm | 1 | 1900.5991 | Catalog Stocked Product | YES | L8 | _A | _03 | 25 | 10 | 14
8006010 | 8006010 | 2563.9647 | 1538.3788 | Industrial Advanced | 0.6 | 250.882 | 639889922839 | 2000H1000W0600D VX25 DBL TXT LESS MPL |  | 1 | 1615.2978 | Catalog Non-Stocked Product | NO | LN | _A | _03 | 25 | 20 | 14
8006500 | 8006500 | 3016.824 | 1810.0944 | Industrial Advanced | 0.6 | 355.379 | 639889379633 | 2000H1000W0600D TS DBL TXT | RAL7035 | 1 | 1900.5991 | Catalog Stocked Product | YES | LS | _A | _03 | 21 | 50 | 14
8006521 | 8006521 | 4014.1887 | 2408.5132 | Industrial Advanced | 0.6 | 492.063 | 639889895416 | 2000H1000W0600D TS DBL TXT | W/ 2 MPL'S & DOORS F/R | 1 | 2528.9389 | Catalog Non-Stocked Product | NO | LN | _A | _03 | 21 | 60 | 14
8006530 | 8006530 | 2671.2768 | 1602.7661 | Industrial Advanced | 0.6 | 355.379 | 639889379640 | 2000H1000W0600D TS SGL TXT | RAL7035 | 1 | 1682.9044 | Catalog Stocked Product | YES | LS | _A | _03 | 21 | 70 | 14
8006548 | 8006548 | 3062.5911 | 1837.5547 | Industrial Advanced | 0.6 | 333.995 | 639889851702 | 2000H1000W0600D TS TYPE 3R |  | 1 | 1929.4324 | Catalog Stocked Product | YES | LS | _A | _03 | 21 | 70 | 14
8008530 | 8008530 | 2982.9183 | 1789.751 | Industrial Advanced | 0.6 | 355 | 639889810686 | 2000H1000W0800D TS SGL TXT |  | 1 | 1879.2385 | Catalog Stocked Product | YES | LS | _A | _03 | 21 | 70 | 14
8008548 | 8008548 | 3431.7492 | 2059.0495 | Industrial Advanced | 0.6 | 0 | 639889851726 | 2000H1000W0800D TS TYPE 3R |  | 1 | 2162.002 | Catalog Non-Stocked Product | NO | LN | _A | _03 | 21 | 50 | 14
8015168 | WMLHKL | 109.3039 | 65.5824 | Industrial Advanced | 0.6 | 0.591 | 639889843400 | WMLHKL | L-HANDLE W/KEY LOCK F/WM=>42" TALL, PLATED | 1 | 68.8615 | Catalog Stocked Product | YES | LS | _A | _10 | 83 | 70 | 14
8015400 | 8015400 | 1410.7233 | 846.434 | Industrial Advanced | 0.6 | 27.399 | 639889868755 | CP121606 | COMFORT PANEL W/ 12X16 FRONT PANEL | 1 | 888.7557 | Catalog Stocked Product | YES | LS | _A | _07 | 62 | 80 | 14
8015401 | 8015401 | 1361.1516 | 816.691 | Industrial Advanced | 0.6 | 30.999 | 639889868762 | CP141806 | COMFORT PANEL W/ 14X18 FRONT PANEL | 1 | 857.5255 | Catalog Non-Stocked Product | NO | LN | _A | _07 | 62 | 80 | 14
8015416 | 8015416 | 266.322 | 159.7932 | Industrial Advanced | 0.6 | 7.2 | 639889868854 | CP141806FP | 14X18 ALUMINUM FRONT PANEL | 1 | 167.7829 | Catalog Non-Stocked Product | NO | LN | _A | _07 | 62 | 70 | 14
8017528 | WM121206NC | 290.0448 | 139.2215 | Industrial Market | 0.48 | 13.36 | 639889831155 | WM121206NC | WM 12X12X06 CARBON STEEL 7035 | 1 | 121.8188 | Catalog Stocked Product | YES | LS | _A | _02 | 11 | 70 | 11
8017529 | WM161206NC | 315.6699 | 151.5216 | Industrial Market | 0.48 | 18.512 | 639889831162 | WM161206NC | WM 16X12X06 CARBON STEEL 7035 | 1 | 132.5814 | Catalog Stocked Product | YES | LS | _A | _02 | 11 | 70 | 11
8017530 | WM161606NC | 338.3856 | 162.4251 | Industrial Market | 0.48 | 23.501 | 639889831179 | WM161606NC | WM 16X16X06 CARBON STEEL 7035 | 1 | 142.122 | Catalog Stocked Product | YES | LS | _A | _02 | 11 | 70 | 11
8017531 | WM162006NC | 380.5719 | 182.6745 | Industrial Market | 0.48 | 26.499 | 639889831186 | WM162006NC | WM 16X20X06 CARBON STEEL 7035 | 1 | 159.8402 | Catalog Stocked Product | YES | LS | _A | _02 | 11 | 70 | 11
8017532 | WM201606NC | 372.1794 | 178.6461 | Industrial Market | 0.48 | 30 | 639889831193 | WM201606NC | WM 20X16X06 CARBON STEEL 7035 | 1 | 156.3153 | Catalog Stocked Product | YES | LS | _A | _02 | 11 | 70 | 11
8017533 | WM202006NC | 406.0851 | 194.9208 | Industrial Market | 0.48 | 36.001 | 639889831209 | WM202006NC | WM 20X20X06 CARBON STEEL 7035 | 1 | 170.5557 | Catalog Stocked Product | YES | LS | _A | _02 | 11 | 70 | 11
8017534 | WM241606NC | 398.364 | 191.2147 | Industrial Market | 0.48 | 35 | 639889831216 | WM241606NC | WM 24X16X06 CARBON STEEL 7035 | 1 | 167.3129 | Catalog Stocked Product | YES | LS | _A | _02 | 11 | 70 | 11
8017535 | WM242006NC | 444.4668 | 213.3441 | Industrial Market | 0.48 | 42.5 | 639889831223 | WM242006NC | WM 24X20X06 CARBON STEEL 7035 | 1 | 186.6761 | Catalog Stocked Product | YES | LS | _A | _02 | 11 | 70 | 11
8017536 | WM242406NC | 470.5395 | 225.859 | Industrial Market | 0.48 | 46.001 | 639889831230 | WM242406NC | WM 24X24X06 CARBON STEEL 7035 | 1 | 197.6266 | Catalog Stocked Product | YES | LS | _A | _02 | 11 | 70 | 11
8017541 | WM162008NC | 406.3089 | 195.0283 | Industrial Market | 0.48 | 29.4 | 639889831254 | WM162008NC | WM 16X20X08 CARBON STEEL 7035 | 1 | 170.6497 | Catalog Stocked Product | YES | LS | _A | _02 | 11 | 70 | 11
8017544 | WM202408NC | 467.5182 | 224.4087 | Industrial Market | 0.48 | 45.732 | 639889831261 | WM202408NC | WM 20X24X08 CARBON STEEL 7035 | 1 | 196.3576 | Catalog Stocked Product | YES | LS | _A | _02 | 11 | 70 | 11
8017545 | WM241608NC | 421.4154 | 202.2794 | Industrial Market | 0.48 | 38.111 | 639889831278 | WM241608NC | WM 24X16X08 CARBON STEEL 7035 | 1 | 176.9945 | Catalog Stocked Product | YES | LS | _A | _02 | 11 | 70 | 11
8017546 | WM242008NC | 467.5182 | 224.4087 | Industrial Market | 0.48 | 41.997 | 639889831285 | WM242008NC | WM 24X20X08 CARBON STEEL 7035 | 1 | 196.3576 | Catalog Stocked Product | YES | LS | _A | _02 | 11 | 70 | 11
8017548 | WM242608XC | 903.8163 | 433.8318 | Industrial Market | 0.48 | 69.72 | 639889831292 | WM242608XC | WM 24X26X08 FMD CARBON STEEL 703 | 1 | 379.6028 | Catalog Stocked Product | YES | LS | _A | _02 | 11 | 70 | 11
8017549 | WM243008NC | 554.3526 | 266.0892 | Industrial Market | 0.48 | 70 | 639889831308 | WM243008NC | WM 24X30X08 CARBON STEEL 7035 | 1 | 232.8281 | Catalog Stocked Product | YES | LS | _A | _02 | 11 | 70 | 11
8017550 | WM244208NC | 1039.551 | 498.9845 | Industrial Market | 0.48 | 101.997 | 639889831315 | WM244208NC | WM 24X42X08 CARBON STEEL 7035 | 1 | 436.6114 | Catalog Stocked Product | YES | LS | _A | _02 | 11 | 70 | 11
8017551 | WM302008NC | 527.7204 | 253.3058 | Industrial Market | 0.48 | 53.99 | 639889831322 | WM302008NC | WM 30X20X08 CARBON STEEL 7035 | 1 | 221.6426 | Catalog Stocked Product | YES | LS | _A | _02 | 11 | 70 | 11
8017554 | WM362408NC | 728.9166 | 349.88 | Industrial Market | 0.48 | 71.001 | 639889831339 | WM362408NC | WM 36X24X08 CARBON STEEL 7035 | 1 | 306.145 | Catalog Stocked Product | YES | LS | _A | _02 | 11 | 70 | 11
8017555 | WM363008NC | 875.058 | 420.0278 | Industrial Market | 0.48 | 110.5 | 639889831346 | WM363008NC | WM 36X30X08 CARBON STEEL 7035 | 1 | 367.5244 | Catalog Stocked Product | YES | LS | _A | _02 | 11 | 70 | 11
8017557 | WM363608NC | 1067.1903 | 512.2513 | Industrial Market | 0.48 | 148.997 | 639889831360 | WM363608NC | WM 36X36X08 CARBON STEEL 7035 | 1 | 448.2199 | Catalog Stocked Product | YES | LS | _A | _02 | 11 | 70 | 11
8017558 | WM423008NC | 995.0148 | 477.6071 | Industrial Market | 0.48 | 137.5 | 639889831377 | WM423008NC | WM 42X30X08 CARBON STEEL 7035 | 1 | 417.9062 | Catalog Stocked Product | YES | LS | _A | _02 | 11 | 70 | 11
8017561 | WM242010NC | 490.7934 | 235.5808 | Industrial Market | 0.48 | 48.501 | 639889831407 | WM242010NC | WM 24X20X10 CARBON STEEL 7035 | 1 | 206.1332 | Catalog Stocked Product | YES | LS | _A | _02 | 11 | 70 | 11
8017562 | WM242410NC | 513.7329 | 246.5918 | Industrial Market | 0.48 | 53.99 | 639889831414 | WM242410NC | WM 24X24X10 CARBON STEEL 7035 | 1 | 215.7678 | Catalog Stocked Product | YES | LS | _A | _02 | 11 | 70 | 11
8017563 | WM302410NC | 590.7201 | 283.5456 | Industrial Market | 0.48 | 72.5 | 639889831421 | WM302410NC | WM 30X24X10 CARBON STEEL 7035 | 1 | 248.1024 | Catalog Stocked Product | YES | LS | _A | _02 | 11 | 70 | 11
8017564 | WM304210NC | 1251.8253 | 600.8761 | Industrial Market | 0.48 | 72.751 | 639889831438 | WM304210NC | WM 30X42X10 CARBON STEEL 7035 | 1 | 525.7666 | Catalog Stocked Product | YES | LS | _A | _02 | 11 | 70 | 11
8017566 | WM362410NC | 776.4741 | 372.7076 | Industrial Market | 0.48 | 78.499 | 639889831452 | WM362410NC | WM 36X24X10 CARBON STEEL 7035 | 1 | 326.1191 | Catalog Stocked Product | YES | LS | _A | _02 | 11 | 70 | 11
8017567 | WM363010NC | 890.9478 | 427.6549 | Industrial Market | 0.48 | 151.354 | 639889831469 | WM363010NC | WM 36X30X10 CARBON STEEL 7035 | 1 | 374.1981 | Catalog Stocked Product | YES | LS | _A | _02 | 11 | 70 | 11
8017568 | WM363210XC | 1360.2564 | 652.9231 | Industrial Market | 0.48 | 132 | 639889831476 | WM363210XC | WM 36X32X10 FMD CARBON STEEL 703 | 1 | 571.3077 | Catalog Stocked Product | YES | LS | _A | _02 | 11 | 70 | 11
8017569 | WM423610NC | 1300.5018 | 624.2409 | Industrial Market | 0.48 | 173.997 | 639889831483 | WM423610NC | WM 42X36X10 CARBON STEEL 7035 | 1 | 546.2108 | Catalog Stocked Product | YES | LS | _A | _02 | 11 | 70 | 11
8017570 | WM483610NC | 1222.7313 | 586.911 | Industrial Market | 0.48 | 161.995 | 639889831490 | WM483610NC | WM 48X36X10 CARBON STEEL 7035 | 1 | 513.5471 | Catalog Stocked Product | YES | LS | _A | _02 | 11 | 70 | 11
8017571 | WM603610NC | 1516.245 | 727.7976 | Industrial Market | 0.48 | 222 | 639889831506 | WM603610NC | WM 60X36X10 CARBON STEEL 7035 | 1 | 636.8229 | Catalog Stocked Product | YES | LS | _A | _02 | 11 | 70 | 11
8017574 | WM242012NC | 513.9567 | 246.6992 | Industrial Market | 0.48 | 45 | 639889831520 | WM242012NC | WM 24X20X12 CARBON STEEL 7035 | 1 | 215.8618 | Catalog Stocked Product | YES | LS | _A | _02 | 11 | 70 | 11
8017575 | WM242412NC | 552.2265 | 265.0687 | Industrial Market | 0.48 | 56.997 | 639889831537 | WM242412NC | WM 24X24X12 CARBON STEEL 7035 | 1 | 231.9351 | Catalog Stocked Product | YES | LS | _A | _02 | 11 | 70 | 11
8017576 | WM302412NC | 605.9385 | 290.8505 | Industrial Market | 0.48 | 70.503 | 639889831544 | WM302412NC | WM 30X24X12 CARBON STEEL 7035 | 1 | 254.4942 | Catalog Stocked Product | YES | LS | _A | _02 | 11 | 70 | 11
8017578 | WM362412NC | 807.4704 | 387.5858 | Industrial Market | 0.48 | 88.501 | 639889831551 | WM362412NC | WM 36X24X12 CARBON STEEL 7035 | 1 | 339.1376 | Catalog Stocked Product | YES | LS | _A | _02 | 11 | 70 | 11
8017579 | WM363012NC | 906.5019 | 435.1209 | Industrial Market | 0.48 | 122 | 639889831568 | WM363012NC | WM 36X30X12 CARBON STEEL 7035 | 1 | 380.7308 | Catalog Stocked Product | YES | LS | _A | _02 | 11 | 70 | 11
8017580 | WM363212XC | 1395.8406 | 670.0035 | Industrial Market | 0.48 | 138 | 639889831575 | WM363212XC | WM 36X32X12 FMD CARBON STEEL 703 | 1 | 586.2531 | Catalog Stocked Product | YES | LS | _A | _02 | 11 | 70 | 11
8017581 | WM363612NC | 1110.8313 | 533.199 | Industrial Market | 0.48 | 130.996 | 639889831582 | WM363612NC | WM 36X36X12 CARBON STEEL 7035 | 1 | 466.5491 | Catalog Stocked Product | YES | LS | _A | _02 | 11 | 70 | 11
8017582 | WM364212NC | 1479.6537 | 710.2338 | Industrial Market | 0.48 | 147.994 | 639889831599 | WM364212NC | WM 36X42X12 CARBON STEEL 7035 | 1 | 621.4546 | Catalog Stocked Product | YES | LS | _A | _02 | 11 | 70 | 11
8017583 | WM364812NC | 1551.1578 | 744.5557 | Industrial Market | 0.48 | 171.997 | 639889831605 | WM364812NC | WM 36X48X12 CARBON STEEL 7035 | 1 | 651.4863 | Catalog Stocked Product | YES | LS | _A | _02 | 11 | 70 | 11
8017584 | WM366012NC | 1888.4244 | 906.4437 | Industrial Market | 0.48 | 237.985 | 639889831612 | WM366012NC | WM 36X60X12 CARBON STEEL 7035 | 1 | 793.1382 | Catalog Stocked Product | YES | LS | _A | _02 | 11 | 70 | 11
8017585 | WM423212XC | 1564.9215 | 751.1623 | Industrial Market | 0.48 | 162 | 639889831629 | WM423212XC | WM 42X32X12 FMD CARBON STEEL 703 | 1 | 657.267 | Catalog Stocked Product | YES | LS | _A | _02 | 11 | 70 | 11
8017586 | WM423612NC | 1323.3294 | 635.1981 | Industrial Market | 0.48 | 170 | 639889831636 | WM423612NC | WM 42X36X12 CARBON STEEL 7035 | 1 | 555.7983 | Catalog Stocked Product | YES | LS | _A | _02 | 11 | 70 | 11
8017587 | WM426012NC | 2037.4752 | 977.9881 | Industrial Market | 0.48 | 243.999 | 639889831643 | WM426012NC | WM 42X60X12 CARBON STEEL 7035 | 1 | 855.7396 | Catalog Stocked Product | YES | LS | _A | _02 | 11 | 70 | 11
8017588 | WM483612NC | 1248.0207 | 599.0499 | Industrial Market | 0.48 | 190 | 639889831650 | WM483612NC | WM 48X36X12 CARBON STEEL 7035 | 1 | 524.1687 | Catalog Stocked Product | YES | LS | _A | _02 | 11 | 70 | 11
8017589 | WM483812XC | 1842.3216 | 884.3144 | Industrial Market | 0.48 | 185.996 | 639889831667 | WM483812XC | WM 48X38X12 FMD CARBON STEEL 703 | 1 | 773.7751 | Catalog Stocked Product | YES | LS | _A | _02 | 11 | 70 | 11
8017590 | WM484812NC | 1923.2253 | 923.1481 | Industrial Market | 0.48 | 210 | 639889831674 | WM484812NC | WM 48X48X12 CARBON STEEL 7035 | 1 | 807.7546 | Catalog Stocked Product | YES | LS | _A | _02 | 11 | 70 | 11
8017591 | WM603612NC | 1538.5131 | 738.4863 | Industrial Market | 0.48 | 254.797 | 639889831681 | WM603612NC | WM 60X36X12 CARBON STEEL 7035 | 1 | 646.1755 | Catalog Stocked Product | YES | LS | _A | _02 | 11 | 70 | 11
8017592 | WM603812XC | 2036.9157 | 977.7195 | Industrial Market | 0.48 | 218.997 | 639889831698 | WM603812XC | WM 60X38X12 FMD CARBON STEEL 703 | 1 | 855.5046 | Catalog Stocked Product | YES | LS | _A | _02 | 11 | 70 | 11
8017594 | WM363016NC | 1094.382 | 525.3034 | Industrial Market | 0.48 | 163.331 | 639889831711 | WM363016NC | WM 36X30X16 CARBON STEEL 7035 | 1 | 459.6404 | Catalog Stocked Product | YES | LS | _A | _02 | 11 | 70 | 11
8017595 | WM483616NC | 1365.5157 | 655.4475 | Industrial Market | 0.48 | 205.5 | 639889831728 | WM483616NC | WM 48X36X16 CARBON STEEL 7035 | 1 | 573.5166 | Catalog Stocked Product | YES | LS | _A | _02 | 11 | 70 | 11
8017596 | WM483816XC | 1904.0904 | 913.9634 | Industrial Market | 0.48 | 212 | 639889831735 | WM483816XC | WM 48X38X16 FMD CARBON STEEL 703 | 1 | 799.718 | Catalog Stocked Product | YES | LS | _A | _02 | 11 | 70 | 11
8017597 | WM603616NC | 1675.2549 | 804.1224 | Industrial Market | 0.48 | 247.5 | 639889831742 | WM603616NC | WM 60X36X16 CARBON STEEL 7035 | 1 | 703.6071 | Catalog Stocked Product | YES | LS | _A | _02 | 11 | 70 | 11
8017599 | WM483620NC | 1631.9496 | 783.3358 | Industrial Market | 0.48 | 227.996 | 639889831766 | WM483620NC | WM 48X36X20 CARBON STEEL 7035 | 1 | 685.4188 | Catalog Stocked Product | YES | LS | _A | _02 | 11 | 70 | 11
8017600 | WM242408N4 | 1356.0042 | 650.882 | Industrial Market | 0.48 | 52.998 | 639889831773 | WM242408N4 | WM 24X24X08 304 #4 BRUSHED | 1 | 569.5218 | Catalog Stocked Product | YES | LS | _A | _02 | 11 | 7E | 11
8017601 | WM483612N4 | 3471.0261 | 1666.0925 | Industrial Market | 0.48 | 199.996 | 639889831780 | WM483612N4 | WM 48X36X12 304 #4 BRUSHED | 1 | 1457.831 | Catalog Stocked Product | YES | LS | _A | _02 | 11 | 7E | 11
8017602 | WM363612N4 | 2981.5755 | 1431.1562 | Industrial Market | 0.48 | 131.001 | 639889831797 | WM363612N4 | WM 36X36X12 304 #4 BRUSHED | 1 | 1252.2617 | Catalog Stocked Product | YES | LS | _A | _02 | 11 | 7E | 11
8017603 | WM242008N4 | 1302.516 | 625.2077 | Industrial Market | 0.48 | 42.95 | 639889831803 | WM242008N4 | WM 24X20X08 304 #4 BRUSHED | 1 | 547.0567 | Catalog Stocked Product | YES | LS | _A | _02 | 11 | 7E | 11
8017604 | WM603612N4 | 4429.1139 | 2125.9747 | Industrial Market | 0.48 | 231.499 | 639889831810 | WM603612N4 | WM 60X36X12 304 #4 BRUSHED | 1 | 1860.2278 | Catalog Stocked Product | YES | LS | _A | _02 | 11 | 7E | 11
8017605 | WM201608N4 | 1008.219 | 483.9451 | Industrial Market | 0.48 | 30.489 | 639889831827 | WM201608N4 | WM 20X16X08 304 #4 BRUSHED | 1 | 423.452 | Catalog Stocked Product | YES | LS | _A | _02 | 11 | 7E | 11
8017606 | WM363012N4 | 2566.6503 | 1231.9921 | Industrial Market | 0.48 | 113 | 639889831834 | WM363012N4 | WM 36X30X12 304 #4 BRUSHED | 1 | 1077.9931 | Catalog Stocked Product | YES | LS | _A | _02 | 11 | 7E | 11
8017607 | WM302408N4 | 1588.98 | 762.7104 | Industrial Market | 0.48 | 65 | 639889831841 | WM302408N4 | WM 30X24X08 304 #4 BRUSHED | 1 | 667.3716 | Catalog Stocked Product | YES | LS | _A | _02 | 11 | 7E | 11
8017608 | WM161208N4 | 857.4897 | 411.5951 | Industrial Market | 0.48 | 22.046 | 639889831858 | WM161208N4 | WM 16X12X08 304 #4 BRUSHED | 1 | 360.1457 | Catalog Stocked Product | YES | LS | _A | _02 | 11 | 7E | 11
8017610 | WM161606N4 | 876.8484 | 420.8872 | Industrial Market | 0.48 | 20.944 | 639889831865 | WM161606N4 | WM 16X16X06 304 #4 BRUSHED | 1 | 368.2763 | Catalog Stocked Product | YES | LS | _A | _02 | 11 | 7E | 11
8017611 | WM303008N4 | 1786.5954 | 857.5658 | Industrial Market | 0.48 | 78.999 | 639889831872 | WM303008N4 | WM 30X30X08 304 #4 BRUSHED | 1 | 750.3701 | Catalog Stocked Product | YES | LS | _A | _02 | 11 | 7E | 11
8017612 | WM302412N4 | 1767.0129 | 848.1662 | Industrial Market | 0.48 | 73 | 639889831889 | WM302412N4 | WM 30X24X12 304 #4 BRUSHED | 1 | 742.1454 | Catalog Stocked Product | YES | LS | _A | _02 | 11 | 7E | 11
8017614 | WM161206N4 | 786.5451 | 377.5416 | Industrial Market | 0.48 | 19.5 | 639889831902 | WM161206N4 | WM 16X12X06 304 #4 BRUSHED | 1 | 330.3489 | Catalog Stocked Product | YES | LS | _A | _02 | 11 | 7E | 11
8017615 | WM363008N4 | 2367.5802 | 1136.4385 | Industrial Market | 0.48 | 102 | 639889831919 | WM363008N4 | WM 36X30X08 304 #4 BRUSHED | 1 | 994.3837 | Catalog Stocked Product | YES | LS | _A | _02 | 11 | 7E | 11
8017616 | WM202006N4 | 1027.8015 | 493.3447 | Industrial Market | 0.48 | 36.001 | 639889831926 | WM202006N4 | WM 20X20X06 304 #4 BRUSHED | 1 | 431.6766 | Catalog Stocked Product | YES | LS | _A | _02 | 11 | 7E | 11
8017617 | WM423612N4 | 3108.4701 | 1492.0656 | Industrial Market | 0.48 | 170 | 639889831933 | WM423612N4 | WM 42X36X12 304 #4 BRUSHED | 1 | 1305.5574 | Catalog Stocked Product | YES | LS | _A | _02 | 11 | 7E | 11
8017618 | WM362408N4 | 2011.7382 | 965.6343 | Industrial Market | 0.48 | 81.57 | 639889831940 | WM362408N4 | WM 36X24X08 304 #4 BRUSHED | 1 | 844.93 | Catalog Stocked Product | YES | LS | _A | _02 | 11 | 7E | 11
8017619 | WM363010N4 | 2523.345 | 1211.2056 | Industrial Market | 0.48 | 116.843 | 639889831957 | WM363010N4 | WM 36X30X10 304 #4 BRUSHED | 1 | 1059.8049 | Catalog Stocked Product | YES | LS | _A | _02 | 11 | 7E | 11
8017620 | WM121206N4 | 711.1245 | 341.3398 | Industrial Market | 0.48 | 15.897 | 639889831964 | WM121206N4 | WM 12X12X06 304 #4 BRUSHED | 1 | 298.6723 | Catalog Stocked Product | YES | LS | _A | _02 | 11 | 7E | 11
8017621 | WM241608N4 | 1242.2019 | 596.2569 | Industrial Market | 0.48 | 34.987 | 639889831971 | WM241608N4 | WM 24X16X08 304 #4 BRUSHED | 1 | 521.7248 | Catalog Stocked Product | YES | LS | _A | _02 | 11 | 7E | 11
8017622 | WM242010N4 | 1437.0198 | 689.7695 | Industrial Market | 0.48 | 45.15 | 639889831988 | WM242010N4 | WM 24X20X10 304 #4 BRUSHED | 1 | 603.5483 | Catalog Stocked Product | YES | LS | _A | _02 | 11 | 7E | 11
8017623 | WM242408N6 | 1626.9141 | 780.9188 | Industrial Market | 0.48 | 53 | 639889831995 | WM242408N6 | WM 24X24X08 316 #4 BRUSHED | 1 | 683.3039 | Catalog Stocked Product | YES | LS | _A | _02 | 11 | 7E | 11
8017624 | WM202008N6 | 1332.729 | 639.7099 | Industrial Market | 0.48 | 35.999 | 639889832008 | WM202008N6 | WM 20X20X08 316 #4 BRUSHED | 1 | 559.7462 | Catalog Stocked Product | YES | LS | _A | _02 | 11 | 7E | 11
8017626 | WM483612N6 | 3811.314 | 1829.4307 | Industrial Market | 0.48 | 190 | 639889832022 | WM483612N6 | WM 48X36X12 316 #4 BRUSHED | 1 | 1600.7519 | Catalog Non-Stocked Product | NO | LN | _A | _02 | 11 | 7E | 11
8017627 | WM242412N6 | 1865.1492 | 895.2716 | Industrial Market | 0.48 | 58 | 639889832039 | WM242412N6 | WM 24X24X12 316 #4 BRUSHED | 1 | 783.3627 | Catalog Stocked Product | YES | LS | _A | _02 | 11 | 7E | 11
8017628 | WM201608N6 | 1219.4862 | 585.3534 | Industrial Market | 0.48 | 33 | 639889832046 | WM201608N6 | WM 20X16X08 316 #4 BRUSHED | 1 | 512.1842 | Catalog Stocked Product | YES | LS | _A | _02 | 11 | 7E | 11
8017629 | WM363612N6 | 3222.2724 | 1546.6908 | Industrial Market | 0.48 | 136.001 | 639889832053 | WM363612N6 | WM 36X36X12 316 #4 BRUSHED | 1 | 1353.3544 | Catalog Stocked Product | YES | L8 | _A | _02 | 11 | 7E | 11
8017630 | WM363012N6 | 3010.3338 | 1444.9602 | Industrial Market | 0.48 | 115 | 639889832060 | WM363012N6 | WM 36X30X12 316 #4 BRUSHED | 1 | 1264.3402 | Catalog Stocked Product | YES | LS | _A | _02 | 11 | 8E | 11
8017631 | WM603612N6 | 4542.9162 | 2180.5998 | Industrial Market | 0.48 | 219.996 | 639889832077 | WM603612N6 | WM 60X36X12 316 #4 BRUSHED | 1 | 1908.0248 | Catalog Stocked Product | YES | LS | _A | _02 | 11 | 7E | 11
8017632 | WM242008N6 | 1476.2967 | 708.6224 | Industrial Market | 0.48 | 42.95 | 639889832084 | WM242008N6 | WM 24X20X08 316 #4 BRUSHED | 1 | 620.0446 | Catalog Stocked Product | YES | LS | _A | _02 | 11 | 7E | 11
8017633 | WM603616N6 | 6299.4105 | 3023.717 | Industrial Market | 0.48 | 247.5 | 639889832091 | WM603616N6 | WM 60X36X16 316 #4 BRUSHED | 1 | 2645.7524 | Catalog Stocked Product | YES | LS | _A | _02 | 11 | 7E | 11
8017636 | WM161206N6 | 952.3809 | 457.1428 | Industrial Market | 0.48 | 17 | 639889832121 | WM161206N6 | WM 16X12X06 316 #4 BRUSHED | 1 | 400 | Catalog Non-Stocked Product | NO | LN | _A | _02 | 11 | 7E | 11
8017637 | WM302412N6 | 2121.5121 | 1018.3258 | Industrial Market | 0.48 | 71.001 | 639889832138 | WM302412N6 | WM 30X24X12 316 #4 BRUSHED | 1 | 891.0351 | Catalog Stocked Product | YES | LS | _A | _02 | 11 | 7E | 11
8017638 | WM161606N6 | 1042.7961 | 500.5421 | Industrial Market | 0.48 | 24.581 | 639889832145 | WM161606N6 | WM 16X16X06 316 #4 BRUSHED | 1 | 437.9744 | Catalog Stocked Product | YES | LS | _A | _02 | 11 | 7E | 11
8017640 | WM483616N6 | 4980.1095 | 2390.4526 | Industrial Market | 0.48 | 196.997 | 639889832169 | WM483616N6 | WM 48X36X16 316 #4 BRUSHED | 1 | 2091.646 | Catalog Stocked Product | YES | LS | _A | _02 | 11 | 7E | 11
8017644 | WM161208N6 | 1008.219 | 483.9451 | Industrial Market | 0.48 | 19.996 | 639889832206 | WM161208N6 | WM 16X12X08 316 #4 BRUSHED | 1 | 423.452 | Catalog Stocked Product | YES | LS | _A | _02 | 11 | 7E | 11
8017645 | 8017645 | 93.996 | 45.1181 | Industrial Market | 0.48 | 1.991 | 639889811355 | PB01305S1C | 1 PUSHBUTTON ENCLOSURE | 1 | 39.4783 | Catalog Stocked Product | YES | L8 | _A | _01 | 01 | 70 | 11
8017646 | 8017646 | 107.424 | 51.5635 | Industrial Market | 0.48 | 2.205 | 639889811362 | PB02305S1C | 2 PUSHBUTTON ENCLOSURE | 1 | 45.1181 | Catalog Stocked Product | YES | L8 | _A | _01 | 01 | 70 | 11
8017647 | 8017647 | 120.852 | 58.009 | Industrial Market | 0.48 | 3.086 | 639889811379 | PB03305S1C | 3 PUSHBUTTON ENCLOSURE | 1 | 50.7578 | Catalog Stocked Product | YES | L8 | _A | _01 | 01 | 70 | 11
8017648 | 8017648 | 134.3919 | 64.5081 | Industrial Market | 0.48 | 3.896 | 639889811386 | PB04305S1C | 4 PUSHBUTTON ENCLOSURE | 1 | 56.4446 | Catalog Stocked Product | YES | L8 | _A | _01 | 01 | 70 | 11
8017649 | 8017649 | 132.3777 | 79.4266 | Industrial Advanced | 0.6 | 3.999 | 639889811393 | PB04305S2C | 4 PUSHBUTTON ENCLOSURE | 1 | 83.398 | Catalog Non-Stocked Product | NO | LN | _A | _01 | 01 | 80 | 14
8017651 | 8017651 | 174.6759 | 83.8444 | Industrial Market | 0.48 | 5.071 | 639889811416 | PB06305S2C | 6 PUSHBUTTON ENCLOSURE | 1 | 73.3639 | Catalog Stocked Product | YES | L8 | _A | _01 | 01 | 70 | 11
8017654 | 8017654 | 208.6935 | 125.2161 | Industrial Advanced | 0.6 | 7 | 639889811447 | PB09305S3C | 9 PUSHBUTTON ENCLOSURE | 1 | 131.4769 | Catalog Non-Stocked Product | NO | LN | _A | _01 | 01 | 80 | 14
8017664 | 8017664 | 93.996 | 45.1181 | Industrial Market | 0.48 | 2 | 639889811546 | PB01225M1C | 1 MINI PUSHBUTTON ENCLOSURE | 1 | 39.4783 | Catalog Stocked Product | YES | L8 | _A | _01 | 01 | 70 | 11
8017665 | 8017665 | 107.424 | 51.5635 | Industrial Market | 0.48 | 1.984 | 639889811553 | PB02225M1C | 2 MINI PUSHBUTTON ENCLOSURE | 1 | 45.1181 | Catalog Stocked Product | YES | L8 | _A | _01 | 01 | 70 | 11
8017666 | 8017666 | 120.852 | 58.009 | Industrial Market | 0.48 | 3 | 639889811560 | PB03225M1C | 3 MINI PUSHBUTTON ENCLOSURE | 1 | 50.7578 | Catalog Stocked Product | YES | L8 | _A | _01 | 01 | 70 | 11
8017667 | 8017667 | 134.3919 | 64.5081 | Industrial Market | 0.48 | 3.999 | 639889811577 | PB04225M1C | 4 MINI PUSHBUTTON ENCLOSURE | 1 | 56.4446 | Catalog Stocked Product | YES | L8 | _A | _01 | 01 | 70 | 11
8017668 | 8017668 | 174.6759 | 83.8444 | Industrial Market | 0.48 | 5.511 | 639889811584 | PB06225M2C | 6 MINI PUSHBUTTON ENCLOSURE | 1 | 73.3639 | Catalog Stocked Product | YES | L8 | _A | _01 | 01 | 70 | 11
8017685 | 8017685 | 120.852 | 58.009 | Industrial Market | 0.48 | 3.086 | 639889811751 | PB01305X1C | 1 PUSHBUTTON X DEEP ENCLOSURE | 1 | 50.7578 | Catalog Stocked Product | YES | LS | _A | _01 | 01 | 70 | 11
8017686 | 8017686 | 138.756 | 66.6029 | Industrial Market | 0.48 | 3.086 | 639889811768 | PB02305X1C | 2 PUSHBUTTON X DEEP ENCLOSURE | 1 | 58.2775 | Catalog Stocked Product | YES | L8 | _A | _01 | 01 | 70 | 11
8017687 | 8017687 | 158.1147 | 75.8951 | Industrial Market | 0.48 | 4.808 | 639889811775 | PB03305X1C | 3 PUSHBUTTON X DEEP ENCLOSURE | 1 | 66.4082 | Catalog Stocked Product | YES | L8 | _A | _01 | 01 | 70 | 11
8017688 | 8017688 | 174.6759 | 83.8444 | Industrial Market | 0.48 | 5.201 | 639889811782 | PB04305X1C | 4 PUSHBUTTON X DEEP ENCLOSURE | 1 | 73.3639 | Catalog Stocked Product | YES | LS | _A | _01 | 01 | 70 | 11
8017690 | 8017690 | 201.42 | 96.6816 | Industrial Market | 0.48 | 6.001 | 639889811805 | PB06305X2C | 6 PUSHBUTTON X DEEP ENCLOSURE | 1 | 84.5964 | Catalog Stocked Product | YES | L8 | _A | _01 | 01 | 70 | 11
8017698 | 8017698 | 113.6904 | 68.2142 | Industrial Advanced | 0.6 | 2.5 | 639889811881 | PB01305T1C | 1 PUSHBUTTON SLOPED ENCLOSURE | 1 | 71.625 | Catalog Non-Stocked Product | NO | LN | _A | _01 | 01 | 80 | 14
8017701 | 8017701 | 164.3811 | 98.6287 | Industrial Advanced | 0.6 | 5.6 | 639889811911 | PB04305T4C | 4 PUSHBUTTON SLOPED ENCLOSURE | 1 | 103.5601 | Catalog Non-Stocked Product | NO | LN | _A | _01 | 01 | 80 | 14
8017704 | 8017704 | 244.9491 | 146.9695 | Industrial Advanced | 0.6 | 8.999 | 639889811942 | PB08305T4C | 8 PUSHBUTTON SLOPED ENCLOSURE | 1 | 154.3179 | Catalog Non-Stocked Product | NO | LN | _A | _01 | 01 | 80 | 14
8017707 | 8017707 | 293.4018 | 176.0411 | Industrial Advanced | 0.6 | 11.001 | 639889811973 | PB12305T6C | 12 PUSHBUTTON SLOPED ENCLOSURE | 1 | 184.8431 | Catalog Non-Stocked Product | NO | LN | _A | _01 | 01 | 80 | 14
8017714 | 8017714 | 286.5759 | 137.5564 | Industrial Market | 0.48 | 1.601 | 639889812048 | PB01305S14 | 1 PUSHBUTTON S304 ENCLOSURE | 1 | 120.3619 | Catalog Stocked Product | YES | L8 | _A | _01 | 01 | 7E | 11
8017715 | 8017715 | 335.8119 | 161.1897 | Industrial Market | 0.48 | 2.205 | 639889812055 | PB02305S14 | 2 PUSHBUTTON S304 ENCLOSURE | 1 | 141.041 | Catalog Stocked Product | YES | LS | _A | _01 | 01 | 7E | 11
8017716 | 8017716 | 385.0479 | 184.823 | Industrial Market | 0.48 | 3.086 | 639889812062 | PB03305S14 | 3 PUSHBUTTON S304 ENCLOSURE | 1 | 161.7201 | Catalog Stocked Product | YES | L8 | _A | _01 | 01 | 7E | 11
8017717 | 8017717 | 443.2359 | 212.7532 | Industrial Market | 0.48 | 3.999 | 639889812079 | PB04305S14 | 4 PUSHBUTTON S304 ENCLOSURE | 1 | 186.1591 | Catalog Stocked Product | YES | L8 | _A | _01 | 01 | 7E | 11
8017720 | 8017720 | 585.0132 | 280.8063 | Industrial Market | 0.48 | 5 | 639889812109 | PB06305S24 | 6 PUSHBUTTON S304 ENCLOSURE | 1 | 245.7055 | Catalog Stocked Product | YES | LS | _A | _01 | 01 | 7E | 11
8017725 | 8017725 | 286.5759 | 137.5564 | Industrial Market | 0.48 | 2.5 | 639889812154 | PB01225M14 | 1 MINI PUSHBUTTON S304 ENCLOSURE | 1 | 120.3619 | Catalog Stocked Product | YES | LS | _A | _01 | 01 | 7E | 11
8017726 | 8017726 | 335.8119 | 161.1897 | Industrial Market | 0.48 | 3.086 | 639889812161 | PB02225M14 | 2 MINI PUSHBUTTON S304 ENCLOSURE | 1 | 141.041 | Catalog Stocked Product | YES | L8 | _A | _01 | 01 | 7E | 11
8017727 | 8017727 | 385.0479 | 184.823 | Industrial Market | 0.48 | 3.086 | 639889812178 | PB03225M14 | 3 MINI PUSHBUTTON S304 ENCLOSURE | 1 | 161.7201 | Catalog Stocked Product | YES | L8 | _A | _01 | 01 | 7E | 11
8017728 | 8017728 | 443.2359 | 212.7532 | Industrial Market | 0.48 | 3.399 | 639889812185 | PB04225M14 | 4 MINI PUSHBUTTON S304 ENCLOSURE | 1 | 186.1591 | Catalog Stocked Product | YES | L8 | _A | _01 | 01 | 7E | 11
8017729 | 8017729 | 585.0132 | 280.8063 | Industrial Market | 0.48 | 5 | 639889812192 | PB06225M24 | 6 MINI PUSHBUTTON S304 ENCLOSURE | 1 | 245.7055 | Catalog Stocked Product | YES | L8 | _A | _01 | 01 | 7E | 11
8017732 | 8017732 | 341.7426 | 164.0364 | Industrial Market | 0.48 | 3.086 | 639889812222 | PB01305X14 | 1 PUSHBUTTON X DEEP S304 ENCLOSURE | 1 | 143.5319 | Catalog Stocked Product | YES | LS | _A | _01 | 01 | 7E | 11
8017733 | 8017733 | 432.6054 | 207.6506 | Industrial Market | 0.48 | 3 | 639889812239 | PB02305X14 | 2 PUSHBUTTON X DEEP S304 ENCLOSURE | 1 | 181.6943 | Catalog Stocked Product | YES | L8 | _A | _01 | 01 | 7E | 11
8017734 | 8017734 | 480.4986 | 230.6393 | Industrial Market | 0.48 | 3.999 | 639889812246 | PB03305X14 | 3 PUSHBUTTON X DEEP S304 ENCLOSURE | 1 | 201.8094 | Catalog Stocked Product | YES | LS | _A | _01 | 01 | 7E | 11
8017735 | 8017735 | 543.1626 | 260.718 | Industrial Market | 0.48 | 5 | 639889812253 | PB04305X14 | 4 PUSHBUTTON X DEEP S304 ENCLOSURE | 1 | 228.1283 | Catalog Stocked Product | YES | L8 | _A | _01 | 01 | 7E | 11
8017737 | 8017737 | 610.3026 | 292.9452 | Industrial Market | 0.48 | 6.001 | 639889812277 | PB06305X24 | 6 PUSHBUTTON X DEEP S304 ENCLOSURE | 1 | 256.3271 | Catalog Stocked Product | YES | L8 | _A | _01 | 01 | 7E | 11
8017745 | 8017745 | 360.9894 | 173.2749 | Industrial Market | 0.48 | 3.086 | 639889812352 | PB01305S16 | 1 PUSHBUTTON S316 ENCLOSURE | 1 | 151.6155 | Catalog Non-Stocked Product | NO | LN | _A | _01 | 01 | 8E | 11
8017746 | 8017746 | 422.3106 | 202.7091 | Industrial Market | 0.48 | 3.086 | 639889812369 | PB02305S16 | 2 PUSHBUTTON S316 ENCLOSURE | 1 | 177.3705 | Catalog Non-Stocked Product | NO | LN | _A | _01 | 01 | 8E | 11
8017747 | 8017747 | 485.0865 | 232.8415 | Industrial Market | 0.48 | 3.999 | 639889812376 | PB03305S16 | 3 PUSHBUTTON S316 ENCLOSURE | 1 | 203.7363 | Catalog Non-Stocked Product | NO | LN | _A | _01 | 01 | 8E | 11
8017748 | 8017748 | 557.5977 | 267.6469 | Industrial Market | 0.48 | 5 | 639889812383 | PB04305S16 | 4 PUSHBUTTON S316 ENCLOSURE | 1 | 234.191 | Catalog Non-Stocked Product | NO | LN | _A | _01 | 01 | 7E | 11
8017751 | 8017751 | 736.5258 | 353.5324 | Industrial Market | 0.48 | 6.001 | 639889812413 | PB06305S26 | 6 PUSHBUTTON S316 ENCLOSURE | 1 | 309.3408 | Catalog Non-Stocked Product | NO | LN | _A | _01 | 01 | 7E | 11
8017754 | 8017754 | 360.9894 | 173.2749 | Industrial Market | 0.48 | 1.601 | 639889812444 | PB01225M16 | 1 MINI PUSHBUTTON S316 ENCLOSURE | 1 | 151.6155 | Catalog Non-Stocked Product | NO | LN | _A | _01 | 01 | 8E | 11
8017755 | 8017755 | 422.3106 | 202.7091 | Industrial Market | 0.48 | 3.086 | 639889812451 | PB02225M16 | 2 MINI PUSHBUTTON S316 ENCLOSURE | 1 | 177.3705 | Catalog Non-Stocked Product | NO | LN | _A | _01 | 01 | 8E | 11
8017756 | 8017756 | 485.0865 | 232.8415 | Industrial Market | 0.48 | 3.086 | 639889812468 | PB03225M16 | 3 MINI PUSHBUTTON S316 ENCLOSURE | 1 | 203.7363 | Catalog Non-Stocked Product | NO | LN | _A | _01 | 01 | 8E | 11
8017757 | 8017757 | 557.5977 | 267.6469 | Industrial Market | 0.48 | 3.6 | 639889812475 | PB04225M16 | 4 MINI PUSHBUTTON S316 ENCLOSURE | 1 | 234.191 | Catalog Non-Stocked Product | NO | LN | _A | _01 | 01 | 8E | 11
8017758 | 8017758 | 736.5258 | 353.5324 | Industrial Market | 0.48 | 5.071 | 639889812482 | PB06225M26 | 6 MINI PUSHBUTTON S316 ENCLOSURE | 1 | 309.3408 | Catalog Non-Stocked Product | NO | LN | _A | _01 | 01 | 8E | 11
8017761 | 8017761 | 430.2555 | 206.5226 | Industrial Market | 0.48 | 3.086 | 639889812512 | PB01305X16 | 1 PUSHBUTTON X DEEP S316 ENCLOSURE | 1 | 180.7073 | Catalog Non-Stocked Product | NO | LN | _A | _01 | 01 | 8E | 11
8017762 | 8017762 | 544.7292 | 261.47 | Industrial Market | 0.48 | 3.086 | 639889812529 | PB02305X16 | 2 PUSHBUTTON X DEEP S316 ENCLOSURE | 1 | 228.7863 | Catalog Non-Stocked Product | NO | LN | _A | _01 | 01 | 8E | 11
8017763 | 8017763 | 604.26 | 290.0448 | Industrial Market | 0.48 | 3.999 | 639889812536 | PB03305X16 | 3 PUSHBUTTON X DEEP S316 ENCLOSURE | 1 | 253.7892 | Catalog Non-Stocked Product | NO | LN | _A | _01 | 01 | 7E | 11
8017764 | 8017764 | 683.2614 | 327.9655 | Industrial Market | 0.48 | 5 | 639889812543 | PB04305X16 | 4 PUSHBUTTON X DEEP S316 ENCLOSURE | 1 | 286.9698 | Catalog Non-Stocked Product | NO | LN | _A | _01 | 01 | 7E | 11
8017766 | 8017766 | 766.9626 | 368.142 | Industrial Market | 0.48 | 5 | 639889812567 | PB06305X26 | 6 PUSHBUTTON X DEEP S316 ENCLOSURE | 1 | 322.1243 | Catalog Non-Stocked Product | NO | LN | _A | _01 | 01 | 7E | 11
8018097 | JB100804HC | 114.9213 | 55.1622 | Industrial Market | 0.48 | 5.701 | 639889832589 | JB100804HC | JB 10X8X4 HINGE COVER CARBON STEEL | 1 | 48.2669 | Catalog Stocked Product | YES | LS | _A | _01 | 05 | 70 | 11
8018098 | JB060604HC | 77.7593 | 37.3245 | Industrial Market | 0.48 | 3.77 | 639889832558 | JB060604HC | JB 6X6X4 HINGE COVER CARBON STEEL | 1 | 32.6589 | Catalog Stocked Product | YES | LS | _A | _01 | 05 | 70 | 11
8018099 | JB121005HC | 142.8963 | 68.5902 | Industrial Market | 0.48 | 10.802 | 639889832602 | JB121005HC | JB 12X10X5 HINGE COVER CARBON STEEL | 1 | 60.0164 | Catalog Stocked Product | YES | LS | _A | _01 | 05 | 70 | 11
8018100 | JB121206HC | 163.2621 | 78.3658 | Industrial Market | 0.48 | 11.301 | 639889832640 | JB121206HC | JB 12X12X6 HINGE COVER CARBON STEEL | 1 | 68.5701 | Catalog Stocked Product | YES | LS | _A | _01 | 05 | 70 | 11
8018101 | JB161406HC | 212.7219 | 102.1065 | Industrial Market | 0.48 | 17.637 | 639889832664 | JB161406HC | JB 16X14X6 HINGE COVER CARBON STEEL | 1 | 89.3432 | Catalog Stocked Product | YES | LS | _A | _01 | 05 | 70 | 11
8018102 | JB141206HC | 181.7256 | 87.2283 | Industrial Market | 0.48 | 13.999 | 639889832657 | JB141206HC | JB 14X12X6 HINGE COVER CARBON STEEL | 1 | 76.3248 | Catalog Stocked Product | YES | LS | _A | _01 | 05 | 70 | 11
8018103 | JB080604HC | 85.458 | 41.0199 | Industrial Market | 0.48 | 3.999 | 639889832565 | JB080604HC | JB 8X6X4 HINGE COVER CARBON STEEL | 1 | 35.8924 | Catalog Stocked Product | YES | LS | _A | _01 | 05 | 70 | 11
8018104 | JB100806HC | 128.9088 | 61.8762 | Industrial Market | 0.48 | 8.104 | 639889832626 | JB100806HC | JB 10X8X6 HINGE COVER CARBON STEEL | 1 | 54.1417 | Catalog Stocked Product | YES | LS | _A | _01 | 05 | 70 | 11
8018105 | JB080804HC | 107.1666 | 51.44 | Industrial Market | 0.48 | 5.099 | 639889832572 | JB080804HC | JB 8X8X4 HINGE COVER CARBON STEEL | 1 | 45.01 | Catalog Stocked Product | YES | LS | _A | _01 | 05 | 70 | 11
8018107 | JB101006HC | 135.1752 | 64.8841 | Industrial Market | 0.48 | 9.61 | 639889832633 | JB101006HC | JB 10X10X6 HINGE COVER CARBON STEEL | 1 | 56.7736 | Catalog Stocked Product | YES | LS | _A | _01 | 05 | 70 | 11
8018108 | JB121006H4 | 469.4205 | 225.3218 | Industrial Market | 0.48 | 12.456 | 639889832831 | JB121006H4 | JB 12X10X6 HINGE COVER 304 STAINLESS | 1 | 197.1566 | Catalog Stocked Product | YES | LS | _A | _01 | 05 | 7E | 11
8018109 | JB100804H4 | 387.5097 | 186.0047 | Industrial Market | 0.48 | 7.427 | 639889832770 | JB100804H4 | JB 10X8X4 HINGE COVER 304 STAINLESS | 1 | 162.7541 | Catalog Stocked Product | YES | LS | _A | _01 | 05 | 7E | 11
8018110 | JB060604H4 | 269.0076 | 129.1236 | Industrial Market | 0.48 | 4.356 | 639889832749 | JB060604H4 | JB 6X6X4 HINGE COVER 304 STAINLESS | 1 | 112.9832 | Catalog Stocked Product | YES | LS | _A | _01 | 05 | 7E | 11
8018111 | JB121206H4 | 516.0828 | 247.7197 | Industrial Market | 0.48 | 14.156 | 639889832848 | JB121206H4 | JB 12X12X6 HINGE COVER 304 STAINLESS | 1 | 216.7548 | Catalog Stocked Product | YES | LS | _A | _01 | 05 | 7E | 11
8018112 | JB141206H4 | 557.7096 | 267.7006 | Industrial Market | 0.48 | 12.101 | 639889832855 | JB141206H4 | JB 14X12X6 HINGE COVER 304 STAINLESS | 1 | 234.238 | Catalog Stocked Product | YES | LS | _A | _01 | 05 | 7E | 11
8018113 | JB161406H4 | 596.3151 | 286.2312 | Industrial Market | 0.48 | 18.049 | 639889832862 | JB161406H4 | JB 16X14X6 HINGE COVER 304 STAINLESS | 1 | 250.4523 | Catalog Stocked Product | YES | LS | _A | _01 | 05 | 7E | 11
8018114 | JB100804H6 | 448.6071 | 215.3314 | Industrial Market | 0.48 | 6.199 | 639889832978 | JB100804H6 | JB 10X8X4 HINGE COVER 316 STAINLESS | 1 | 188.415 | Catalog Stocked Product | YES | LS | _A | _01 | 05 | 8E | 11
8018115 | JB121206H6 | 610.8621 | 293.2138 | Industrial Market | 0.48 | 11.499 | 639889833043 | JB121206H6 | JB 12X12X6 HINGE COVER 316 STAINLESS | 1 | 256.5621 | Catalog Non-Stocked Product | NO | LN | _A | _01 | 05 | 8E | 11
8018116 | JB141206H6 | 651.1461 | 312.5501 | Industrial Market | 0.48 | 12.101 | 639889833050 | JB141206H6 | JB 14X12X6 HINGE COVER 316 STAINLESS | 1 | 273.4814 | Catalog Non-Stocked Product | NO | LN | _A | _01 | 05 | 8E | 11
8018117 | JB161406H6 | 790.7973 | 379.5827 | Industrial Market | 0.48 | 14.7 | 639889833067 | JB161406H6 | JB 16X14X6 HINGE COVER 316 STAINLESS | 1 | 332.1349 | Catalog Non-Stocked Product | NO | LN | _A | _01 | 05 | 8E | 11
8018118 | JB060604H6 | 329.6574 | 158.2356 | Industrial Market | 0.48 | 3.501 | 639889832947 | JB060604H6 | JB 6X6X4 HINGE COVER 316 STAINLESS | 1 | 138.4561 | Catalog Stocked Product | YES | LS | _A | _01 | 05 | 8E | 11
8018119 | JB040403HC | 81.9779 | 39.3494 | Industrial Market | 0.48 | 2.101 | 639889832527 | JB040403HC | JB 4X4X3 HINGE COVER CARBON STEEL | 1 | 34.4307 | Catalog Stocked Product | YES | LS | _A | _01 | 05 | 70 | 11
8018120 | JB060403HC | 87.3827 | 41.9437 | Industrial Market | 0.48 | 2.401 | 639889832534 | JB060403HC | JB 6X4X3 HINGE COVER CARBON STEEL | 1 | 36.7007 | Catalog Stocked Product | YES | LS | _A | _01 | 05 | 70 | 11
8018121 | JB060404HC | 87.3827 | 41.9437 | Industrial Market | 0.48 | 2.899 | 639889832541 | JB060404HC | JB 6X4X4 HINGE COVER CARBON STEEL | 1 | 36.7007 | Catalog Stocked Product | YES | LS | _A | _01 | 05 | 70 | 11
8018122 | JB120604HC | 121.971 | 58.5461 | Industrial Market | 0.48 | 6.678 | 639889832596 | JB120604HC | JB 12X6X4 HINGE COVER CARBON STEEL | 1 | 51.2278 | Catalog Stocked Product | YES | LS | _A | _01 | 05 | 70 | 11
8018123 | JB080606HC | 107.189 | 51.4507 | Industrial Market | 0.48 | 5.445 | 639889832619 | JB080606HC | JB 8X6X6 HINGE COVER CARBON STEEL | 1 | 45.0194 | Catalog Stocked Product | YES | LS | _A | _01 | 05 | 70 | 11
8018125 | JB121008HC | 183.4041 | 88.034 | Industrial Market | 0.48 | 13 | 639889832671 | JB121008HC | JB 12X10X8 HINGE COVER CARBON STEEL | 1 | 77.0297 | Catalog Stocked Product | YES | LS | _A | _01 | 05 | 70 | 11
8018126 | JB161408HC | 246.8514 | 118.4887 | Industrial Market | 0.48 | 16.601 | 639889832688 | JB161408HC | JB 16X14X8 HINGE COVER CARBON STEEL | 1 | 103.6776 | Catalog Stocked Product | YES | LS | _A | _01 | 05 | 70 | 11
8018127 | JB161410HC | 312.201 | 149.8565 | Industrial Market | 0.48 | 18.6 | 639889832695 | JB161410HC | JB 16X14X10 HINGE COVER CARBON STEEL | 1 | 131.1244 | Catalog Stocked Product | YES | LS | _A | _01 | 05 | 70 | 11
8018128 | JB121005H4 | 486.5412 | 233.5398 | Industrial Market | 0.48 | 11.001 | 639889832794 | JB121005H4 | JB 12X10X5 HINGE COVER 304 STAINLESS | 1 | 204.3473 | Catalog Non-Stocked Product | NO | LN | _A | _01 | 05 | 7E | 11
8018129 | JB080604H4 | 283.2189 | 135.9451 | Industrial Market | 0.48 | 5.225 | 639889832756 | JB080604H4 | JB 8X6X4 HINGE COVER 304 STAINLESS | 1 | 118.9519 | Catalog Stocked Product | YES | LS | _A | _01 | 05 | 7E | 11
8018130 | JB100806H4 | 416.3799 | 199.8624 | Industrial Market | 0.48 | 8.71 | 639889832817 | JB100806H4 | JB 10X8X6 HINGE COVER 304 STAINLESS | 1 | 174.8796 | Catalog Stocked Product | YES | LS | _A | _01 | 05 | 7E | 11
8018131 | JB080804H4 | 387.5097 | 186.0047 | Industrial Market | 0.48 | 5.3 | 639889832763 | JB080804H4 | JB 8X8X4 HINGE COVER 304 STAINLESS | 1 | 162.7541 | Catalog Stocked Product | YES | LS | _A | _01 | 05 | 7E | 11
8018132 | JB060403H4 | 273.3717 | 131.2184 | Industrial Market | 0.48 | 2.65 | 639889832718 | JB060403H4 | JB 6X4X3 HINGE COVER 304 STAINLESS | 1 | 114.8161 | Catalog Non-Stocked Product | NO | LN | _A | _01 | 05 | 7E | 11
8018133 | JB101006H4 | 440.4384 | 211.4104 | Industrial Market | 0.48 | 8 | 639889832824 | JB101006H4 | JB 10X10X6 HINGE COVER 304 STAINLESS | 1 | 184.9841 | Catalog Stocked Product | YES | LS | _A | _01 | 05 | 7E | 11
8018134 | JB040403H4 | 267.6648 | 128.4791 | Industrial Market | 0.48 | 2.2 | 639889832701 | JB040403H4 | JB 4X4X3 HINGE COVER 304 STAINLESS | 1 | 112.4192 | Catalog Stocked Product | YES | LS | _A | _01 | 05 | 7E | 11
8018136 | JB060404H4 | 275.274 | 132.1315 | Industrial Market | 0.48 | 2.8 | 639889832732 | JB060404H4 | JB 6X4X4 HINGE COVER 304 STAINLESS | 1 | 115.6151 | Catalog Non-Stocked Product | NO | LN | _A | _01 | 05 | 7E | 11
8018137 | JB120604H4 | 488.1078 | 234.2917 | Industrial Market | 0.48 | 5.701 | 639889832787 | JB120604H4 | JB 12X6X4 HINGE COVER 304 STAINLESS | 1 | 205.0053 | Catalog Non-Stocked Product | NO | LN | _A | _01 | 05 | 7E | 11
8018138 | JB080606H4 | 326.1885 | 156.5705 | Industrial Market | 0.48 | 5.798 | 639889832800 | JB080606H4 | JB 8X6X6 HINGE COVER 304 STAINLESS | 1 | 136.9992 | Catalog Stocked Product | YES | LS | _A | _01 | 05 | 7E | 11
8018139 | JB121008H4 | 509.7045 | 244.6582 | Industrial Market | 0.48 | 11.1 | 639889832879 | JB121008H4 | JB 12X10X8 HINGE COVER 304 STAINLESS | 1 | 214.0759 | Catalog Stocked Product | YES | LS | _A | _01 | 05 | 7E | 11
8018140 | JB161408H4 | 683.1495 | 327.9118 | Industrial Market | 0.48 | 22.028 | 639889832886 | JB161408H4 | JB 16X14X8 HINGE COVER 304 STAINLESS | 1 | 286.9228 | Catalog Stocked Product | YES | LS | _A | _01 | 05 | 7E | 11
8018141 | JB161410H4 | 761.5914 | 365.5639 | Industrial Market | 0.48 | 18.801 | 639889832893 | JB161410H4 | JB 16X14X10 HINGE COVER 304 STAINLESS | 1 | 319.8684 | Catalog Stocked Product | YES | LS | _A | _01 | 05 | 7E | 11
8018142 | JB121005H6 | 567.5568 | 272.4273 | Industrial Market | 0.48 | 8.699 | 639889832992 | JB121005H6 | JB 12X10X5 HINGE COVER 316 STAINLESS | 1 | 238.3739 | Catalog Non-Stocked Product | NO | LN | _A | _01 | 05 | 8E | 11
8018143 | JB080604H6 | 340.176 | 163.2845 | Industrial Market | 0.48 | 4.2 | 639889832954 | JB080604H6 | JB 8X6X4 HINGE COVER 316 STAINLESS | 1 | 142.8739 | Catalog Stocked Product | YES | LS | _A | _01 | 05 | 8E | 11
8018144 | JB100806H6 | 495.1575 | 237.6756 | Industrial Market | 0.48 | 7.299 | 639889833012 | JB100806H6 | JB 10X8X6 HINGE COVER 316 STAINLESS | 1 | 207.9661 | Catalog Stocked Product | YES | LS | _A | _01 | 05 | 8E | 11
8018145 | JB080804H6 | 446.9286 | 214.5257 | Industrial Market | 0.48 | 5.3 | 639889832961 | JB080804H6 | JB 8X8X4 HINGE COVER 316 STAINLESS | 1 | 187.71 | Catalog Non-Stocked Product | NO | LN | _A | _01 | 05 | 8E | 11
8018147 | JB101006H6 | 544.953 | 261.5774 | Industrial Market | 0.48 | 8.801 | 639889833029 | JB101006H6 | JB 10X10X6 HINGE COVER 316 STAINLESS | 1 | 228.8803 | Catalog Stocked Product | YES | LS | _A | _01 | 05 | 8E | 11
8018148 | JB040403H6 | 331.0002 | 158.8801 | Industrial Market | 0.48 | 2.2 | 639889832909 | JB040403H6 | JB 4X4X3 HINGE COVER 316 STAINLESS | 1 | 139.0201 | Catalog Stocked Product | YES | L8 | _A | _01 | 05 | 8E | 11
8018150 | JB060404H6 | 342.1902 | 164.2513 | Industrial Market | 0.48 | 3 | 639889832930 | JB060404H6 | JB 6X4X4 HINGE COVER 316 STAINLESS | 1 | 143.7199 | Catalog Non-Stocked Product | NO | LN | _A | _01 | 05 | 8E | 11
8018152 | JB080606H6 | 517.3137 | 248.3106 | Industrial Market | 0.48 | 4.901 | 639889833005 | JB080606H6 | JB 8X6X6 HINGE COVER 316 STAINLESS | 1 | 217.2718 | Catalog Stocked Product | YES | LS | _A | _01 | 05 | 8E | 11
8018153 | JB121008H6 | 694.6752 | 333.4441 | Industrial Market | 0.48 | 13.228 | 639889833074 | JB121008H6 | JB 12X10X8 HINGE COVER 316 STAINLESS | 1 | 291.7636 | Catalog Stocked Product | YES | LS | _A | _01 | 05 | 8E | 11
8018154 | JB161408H6 | 888.9336 | 426.6881 | Industrial Market | 0.48 | 16.799 | 639889833081 | JB161408H6 | JB 16X14X8 HINGE COVER 316 STAINLESS | 1 | 373.3521 | Catalog Non-Stocked Product | NO | LN | _A | _01 | 05 | 8E | 11
8018156 | JB121006H6 | 570.69 | 273.9312 | Industrial Market | 0.48 | 9.799 | 639889833036 | JB121006H6 | JB 12X10X6 HINGE COVER 316 STAINLESS | 1 | 239.6898 | Catalog Stocked Product | YES | LS | _A | _01 | 05 | 8E | 11
8018188 | JBMP0604 | 18.7321 | 11.2392 | Industrial Advanced | 0.6 | 0.5 | 639889833104 | JBMP0604 | JUNCTION BOX MOUNTING PANEL F/6X4 | 1 | 11.8012 | Catalog Non-Stocked Product | NO | LN | _A | _10 | 85 | 80 | 14
8018190 | JBMP0606 | 19.1349 | 11.4809 | Industrial Advanced | 0.6 | 0.5 | 639889833111 | JBMP0606 | JUNCTION BOX MOUNTING PANEL F/6X6 | 1 | 12.055 | Catalog Non-Stocked Product | NO | LN | _A | _10 | 85 | 80 | 14
8018191 | JBMP0806 | 19.9406 | 11.9643 | Industrial Advanced | 0.6 | 0.8 | 639889833128 | JBMP0806 | JUNCTION BOX MOUNTING PANEL F/8X6 | 1 | 12.5626 | Catalog Non-Stocked Product | NO | LN | _A | _10 | 85 | 80 | 14
8018192 | JBMP0808 | 21.9548 | 13.1729 | Industrial Advanced | 0.6 | 1.1 | 639889833135 | JBMP0808 | JUNCTION BOX MOUNTING PANEL F/8X8 | 1 | 13.8315 | Catalog Stocked Product | YES | LS | _A | _10 | 85 | 80 | 14
8018193 | JBMP1008 | 26.386 | 15.8316 | Industrial Advanced | 0.6 | 1.4 | 639889833142 | JBMP1008 | JUNCTION BOX MOUNTING PANEL F/10X8 | 1 | 16.6232 | Catalog Stocked Product | YES | LS | _A | _10 | 85 | 80 | 14
8018194 | JBMP1010 | 29.6087 | 17.7652 | Industrial Advanced | 0.6 | 1.301 | 639889833159 | JBMP1010 | JUNCTION BOX MOUNTING PANEL F/10X10 | 1 | 18.6535 | Catalog Stocked Product | YES | LS | _A | _10 | 85 | 80 | 14
8018195 | JBMP1210 | 35.2485 | 21.1491 | Industrial Advanced | 0.6 | 2.2 | 639889833173 | JBMP1210 | JUNCTION BOX MOUNTING PANEL F/12X10 | 1 | 22.2066 | Catalog Stocked Product | YES | LS | _A | _10 | 85 | 80 | 14
8018196 | JBMP1212 | 39.6797 | 23.8078 | Industrial Advanced | 0.6 | 2.701 | 639889833180 | JBMP1212 | JUNCTION BOX MOUNTING PANEL F/12X12 | 1 | 24.9982 | Catalog Non-Stocked Product | NO | LN | _A | _10 | 85 | 80 | 14
8018197 | JBMP1412 | 45.1181 | 27.0708 | Industrial Advanced | 0.6 | 3.1 | 639889833197 | JBMP1412 | JUNCTION BOX MOUNTING PANEL F/14X12 | 1 | 28.4244 | Catalog Stocked Product | YES | LS | _A | _10 | 85 | 80 | 14
8018198 | JBMP1614 | 55.3905 | 33.2343 | Industrial Advanced | 0.6 | 4.299 | 639889833203 | JBMP1614 | JUNCTION BOX MOUNTING PANEL F/16X14 | 1 | 34.896 | Catalog Stocked Product | YES | LS | _A | _10 | 85 | 80 | 14
8018234 | 8018234 | 9.3548 | 5.6129 | Industrial Advanced | 0.6 | 0.055 | 639889834057 | OHSMPBC | OILTIGHT HOLE SEAL FOR MINIATURE OILTIGHT PUSHBUTTON HOLE, CARBON STEE | 1 | 5.8935 | Catalog Stocked Product | YES | LS | _A | _10 | 82 | 70 | 14
8018235 | 8018235 | 22.6486 | 13.5891 | Industrial Advanced | 0.6 | 0.249 | 639889834064 | OHSMPB6 | OILTIGHT HOLE SEAL FOR MINIATURE OILTIGHT PUSHBUTTON HOLE, STAINLESS S | 1 | 14.2686 | Catalog Stocked Product | YES | LS | _A | _10 | 82 | 7E | 14
8018236 | 8018236 | 9.3548 | 5.6129 | Industrial Advanced | 0.6 | 0.6 | 639889834071 | OHS050C | OILTIGHT HOLE SEAL FOR .50" CONDUIT HOLE, CARBON STEEL | 1 | 5.8935 | Catalog Stocked Product | YES | LS | _A | _10 | 82 | 70 | 14
8018237 | 8018237 | 23.1409 | 13.8846 | Industrial Advanced | 0.6 | 0.051 | 639889834088 | OHS0506 | OILTIGHT HOLE SEAL FOR .50" CONDUIT HOLE, STAINLESS STEEL 304 | 1 | 14.5788 | Catalog Stocked Product | YES | LS | _A | _10 | 82 | 7E | 14
8018238 | 8018238 | 10.7088 | 6.4253 | Industrial Advanced | 0.6 | 0.082 | 639889834095 | OHS075C | OILTIGHT HOLE SEAL FOR .75" CONDUIT HOLE, CARBON STEEL | 1 | 6.7466 | Catalog Stocked Product | YES | LS | _A | _10 | 82 | 70 | 14
8018239 | 8018239 | 27.2029 | 16.3217 | Industrial Advanced | 0.6 | 0.249 | 639889834101 | OHS0756 | OILTIGHT HOLE SEAL FOR .75" CONDUIT HOLE, STAINLESS STEEL 304 | 1 | 17.1378 | Catalog Stocked Product | YES | LS | _A | _10 | 82 | 7E | 14
8018240 | 8018240 | 13.2937 | 7.9762 | Industrial Advanced | 0.6 | 0.088 | 639889834118 | OHSSPBC | OILTIGHT HOLE SEAL FOR STANDARD OILTIGHT PUSHBUTTON HOLE, CARBON STEEL | 1 | 8.375 | Catalog Stocked Product | YES | LS | _A | _10 | 82 | 70 | 14
8018241 | 8018241 | 29.9109 | 17.9465 | Industrial Advanced | 0.6 | 0.249 | 639889834125 | OHSSPB6 | OILTIGHT HOLE SEAL FOR STANDARD OILTIGHT PUSHBUTTON HOLE, STAINLESS ST | 1 | 18.8438 | Catalog Non-Stocked Product | NO | LN | _A | _10 | 82 | 8E | 14
8018242 | 8018242 | 16.0017 | 9.601 | Industrial Advanced | 0.6 | 0.11 | 639889834132 | OHS100C | OILTIGHT HOLE SEAL FOR 1.00" CONDUIT HOLE, CARBON STEEL | 1 | 10.0811 | Catalog Stocked Product | YES | LS | _A | _10 | 82 | 70 | 14
8018243 | 8018243 | 36.6808 | 22.0085 | Industrial Advanced | 0.6 | 0.249 | 639889834149 | OHS1006 | OILTIGHT HOLE SEAL FOR 1.00" CONDUIT HOLE, STAINLESS STEEL 304 | 1 | 23.1089 | Catalog Stocked Product | YES | LS | _A | _10 | 82 | 7E | 14
8018244 | 8018244 | 17.3557 | 10.4134 | Industrial Advanced | 0.6 | 0.141 | 639889834156 | OHS125C | OILTIGHT HOLE SEAL FOR 1.25" CONDUIT HOLE, CARBON STEEL | 1 | 10.9341 | Catalog Stocked Product | YES | LS | _A | _10 | 82 | 70 | 14
8018245 | 8018245 | 42.0968 | 25.2581 | Industrial Advanced | 0.6 | 0.249 | 639889834163 | OHS1256 | OILTIGHT HOLE SEAL FOR 1.25" CONDUIT HOLE, STAINLESS STEEL 304 | 1 | 26.521 | Catalog Non-Stocked Product | NO | LN | _A | _10 | 82 | 7E | 14
8018246 | 8018246 | 18.7097 | 11.2258 | Industrial Advanced | 0.6 | 0.192 | 639889834170 | OHS150C | OILTIGHT HOLE SEAL FOR 1.50" CONDUIT HOLE, CARBON STEEL | 1 | 11.7871 | Catalog Stocked Product | YES | LS | _A | _10 | 82 | 70 | 14
8018247 | 8018247 | 47.5127 | 28.5076 | Industrial Advanced | 0.6 | 0.249 | 639889834187 | OHS1506 | OILTIGHT HOLE SEAL FOR 1.50" CONDUIT HOLE, STAINLESS STEEL 304 | 1 | 29.933 | Catalog Non-Stocked Product | NO | LN | _A | _10 | 82 | 7E | 14
8018250 | 8018250 | 24.0025 | 14.4015 | Industrial Advanced | 0.6 | 0.271 | 639889834217 | OHS200C | OILTIGHT HOLE SEAL FOR 2.00" CONDUIT HOLE, CARBON STEEL | 1 | 15.1216 | Catalog Stocked Product | YES | LS | _A | _10 | 82 | 70 | 14
8018251 | 8018251 | 61.0526 | 36.6316 | Industrial Advanced | 0.6 | 0.249 | 639889834224 | OHS2006 | OILTIGHT HOLE SEAL FOR 2.00" CONDUIT HOLE, STAINLESS STEEL 304 | 1 | 38.4632 | Catalog Stocked Product | YES | LS | _A | _10 | 82 | 7E | 14
8018252 | 8018252 | 26.7105 | 16.0263 | Industrial Advanced | 0.6 | 0.249 | 639889834231 | OHS250C | OILTIGHT HOLE SEAL FOR 2.50" CONDUIT HOLE, CARBON STEEL | 1 | 16.8276 | Catalog Stocked Product | YES | LS | _A | _10 | 82 | 70 | 14
8018254 | 8018254 | 28.5569 | 17.1341 | Industrial Advanced | 0.6 | 0.465 | 639889834255 | OHS300C | OILTIGHT HOLE SEAL FOR 3.00" CONDUIT HOLE, CARBON STEEL | 1 | 17.9908 | Catalog Stocked Product | YES | LS | _A | _10 | 82 | 70 | 14
8018256 | 8018256 | 31.2649 | 18.7589 | Industrial Advanced | 0.6 | 0.249 | 639889834279 | OHS350C | OILTIGHT HOLE SEAL FOR 3.50" CONDUIT HOLE, CARBON STEEL | 1 | 19.6969 | Catalog Stocked Product | YES | LS | _A | _10 | 82 | 70 | 14
8018258 | 8018258 | 33.9728 | 20.3837 | Industrial Advanced | 0.6 | 1.001 | 639889834293 | OHS400C | OILTIGHT HOLE SEAL FOR 4.00" CONDUIT HOLE, CARBON STEEL | 1 | 21.4029 | Catalog Stocked Product | YES | LS | _A | _10 | 82 | 70 | 14
8018399 | 8018399 | 234.99 | 140.994 | Industrial Advanced | 0.6 | 5 | 639889833357 | FSK1208C | "FLOOR STAND KIT, 12"HX8"D, CS" | 1 | 148.0437 | Catalog Stocked Product | YES | LS | _A | _10 | 81 | 70 | 14
8018402 | 8018402 | 290.7162 | 174.4297 | Industrial Advanced | 0.6 | 5 | 639889833388 | FSK1808C | "FLOOR STAND KIT, 18"HX8"D, CS" | 1 | 183.1512 | Catalog Non-Stocked Product | NO | LN | _A | _10 | 81 | 80 | 14
8018408 | 8018408 | 285.4569 | 171.2741 | Industrial Advanced | 0.6 | 5 | 639889833449 | FSK1210C | "FLOOR STAND KIT, 12"HX10"D, CS" | 1 | 179.8378 | Catalog Stocked Product | YES | LS | _A | _10 | 81 | 70 | 14
8018411 | 8018411 | 308.1726 | 184.9036 | Industrial Advanced | 0.6 | 5 | 639889833470 | FSK1810C | "FLOOR STAND KIT, 18"HX10"D, CS" | 1 | 194.1487 | Catalog Stocked Product | YES | LS | _A | _10 | 81 | 80 | 14
8018414 | 8018414 | 360.318 | 216.1908 | Industrial Advanced | 0.6 | 5 | 639889833500 | FSK2410C | "FLOOR STAND KIT, 24"HX10"D, CS" | 1 | 227.0003 | Catalog Stocked Product | YES | LS | _A | _10 | 81 | 80 | 14
8018417 | 8018417 | 292.5066 | 175.504 | Industrial Advanced | 0.6 | 5 | 639889833531 | FSK1212C | "FLOOR STAND KIT, 12"HX12"D, CS" | 1 | 184.2792 | Catalog Stocked Product | YES | LS | _A | _10 | 81 | 70 | 14
8018418 | 8018418 | 849.321 | 509.5926 | Industrial Advanced | 0.6 | 5 | 639889833548 | FSK12124 | "FLOOR STAND KIT, 12"HX12"D, SS304" | 1 | 535.0722 | Catalog Stocked Product | YES | LS | _A | _10 | 81 | 7E | 14
8018419 | 8018419 | 920.6013 | 552.3608 | Industrial Advanced | 0.6 | 5 | 639889833555 | FSK12126 | "FLOOR STAND KIT, 12"HX12"D, SS316" | 1 | 579.9788 | Catalog Non-Stocked Product | NO | LN | _A | _10 | 81 | 8E | 14
8018420 | 8018420 | 327.1956 | 196.3174 | Industrial Advanced | 0.6 | 5 | 639889833562 | FSK1812C | "FLOOR STAND KIT, 18"HX12"D, CS" | 1 | 206.1332 | Catalog Stocked Product | YES | LS | _A | _10 | 81 | 80 | 14
8018421 | 8018421 | 833.655 | 500.193 | Industrial Advanced | 0.6 | 5 | 639889833579 | FSK18124 | "FLOOR STAND KIT, 18"HX12"D, SS304" | 1 | 525.2026 | Catalog Non-Stocked Product | NO | LN | _A | _10 | 81 | 8E | 14
8018423 | 8018423 | 377.7744 | 226.6646 | Industrial Advanced | 0.6 | 5 | 639889833593 | FSK2412C | "FLOOR STAND KIT, 24"HX12"D, CS" | 1 | 237.9979 | Catalog Stocked Product | YES | LS | _A | _10 | 81 | 80 | 14
8018424 | 8018424 | 1115.4192 | 669.2515 | Industrial Advanced | 0.6 | 5 | 639889833609 | FSK24124 | "FLOOR STAND KIT, 24"HX12"D, SS304" | 1 | 702.7141 | Catalog Non-Stocked Product | NO | LN | _A | _10 | 81 | 8E | 14
8018425 | 8018425 | 1332.0576 | 799.2346 | Industrial Advanced | 0.6 | 5 | 639889833616 | FSK24126 | FLOOR STAND KIT, 24HX12"D, SS316" | 1 | 839.1963 | Catalog Non-Stocked Product | NO | LN | _A | _10 | 81 | 8E | 14
8018426 | 8018426 | 308.1726 | 184.9036 | Industrial Advanced | 0.6 | 5 | 639889833623 | FSK1216C | "FLOOR STAND KIT, 12"HX16"D, CS" | 1 | 194.1487 | Catalog Stocked Product | YES | LS | _A | _10 | 81 | 70 | 14
8018427 | 8018427 | 904.9353 | 542.9612 | Industrial Advanced | 0.6 | 5 | 639889833630 | FSK12164 | "FLOOR STAND KIT, 12"HX16"D, SS304" | 1 | 570.1092 | Catalog Stocked Product | YES | LS | _A | _10 | 81 | 7E | 14
8018428 | 8018428 | 1080.5064 | 648.3038 | Industrial Advanced | 0.6 | 26.199 | 639889833647 | FSK12166 | FLOOR STAND KIT, 12HX16"D, SS316" | 1 | 680.719 | Catalog Non-Stocked Product | NO | LN | _A | _10 | 81 | 8E | 14
8018429 | 8018429 | 400.2663 | 240.1598 | Industrial Advanced | 0.6 | 5 | 639889833654 | FSK1816C | "FLOOR STAND KIT, 18"HX16"D, CS" | 1 | 252.1678 | Catalog Non-Stocked Product | NO | LN | _A | _10 | 81 | 80 | 14
8018430 | 8018430 | 923.0631 | 553.8379 | Industrial Advanced | 0.6 | 5 | 639889833661 | FSK18164 | FLOOR STAND KIT, 18HX16"D, SS304" | 1 | 581.5298 | Catalog Non-Stocked Product | NO | LN | _A | _10 | 81 | 8E | 14
8018432 | 8018432 | 416.1561 | 249.6937 | Industrial Advanced | 0.6 | 5 | 639889833685 | FSK2416C | "FLOOR STAND KIT, 24"HX16"D, CS" | 1 | 262.1783 | Catalog Non-Stocked Product | NO | LN | _A | _10 | 81 | 80 | 14
8018435 | 8018435 | 344.652 | 206.7912 | Industrial Advanced | 0.6 | 5 | 639889833715 | FSK1220C | "FLOOR STAND KIT, 12"HX20"D, CS" | 1 | 217.1308 | Catalog Non-Stocked Product | NO | LN | _A | _10 | 81 | 80 | 14
8018444 | 8018444 | 160.1289 | 96.0773 | Industrial Advanced | 0.6 | 5 | 639889834668 | WK0503C | WINDOW KIT 5"X3" RAL 7035 | 1 | 100.8812 | Catalog Stocked Product | YES | LS | _A | _10 | 83 | 70 | 14
8018445 | 8018445 | 243.8301 | 146.2981 | Industrial Advanced | 0.6 | 5 | 639889834675 | WK05034 | WINDOW KIT 5"X3" 304 SS | 1 | 153.613 | Catalog Stocked Product | YES | LS | _A | _10 | 83 | 7E | 14
8018447 | 8018447 | 194.3703 | 116.6222 | Industrial Advanced | 0.6 | 5 | 639889834699 | WK0905C | WINDOW KIT 9"X5" RAL 7035 | 1 | 122.4533 | Catalog Stocked Product | YES | LS | _A | _10 | 83 | 70 | 14
8018448 | 8018448 | 293.7375 | 176.2425 | Industrial Advanced | 0.6 | 5 | 639889834705 | WK09054 | WINDOW KIT 9"X5" 304 SS | 1 | 185.0546 | Catalog Stocked Product | YES | LS | _A | _10 | 83 | 7E | 14
8018453 | 8018453 | 243.8301 | 146.2981 | Industrial Advanced | 0.6 | 5 | 639889834750 | WK1308C | WINDOW KIT 13"X8" RAL 7035 | 1 | 153.613 | Catalog Stocked Product | YES | LS | _A | _10 | 83 | 70 | 14
8018454 | 8018454 | 373.2984 | 223.979 | Industrial Advanced | 0.6 | 5 | 639889834767 | WK13084 | WINDOW KIT 13"X8" 304 SS | 1 | 235.178 | Catalog Non-Stocked Product | NO | LN | _A | _10 | 83 | 7E | 14
8018459 | 8018459 | 336.9309 | 202.1585 | Industrial Advanced | 0.6 | 5.071 | 639889834811 | WK1711C | WINDOW KIT 17"X11" RAL 7035 | 1 | 212.2665 | Catalog Stocked Product | YES | LS | _A | _10 | 83 | 70 | 14
8018460 | 8018460 | 489.5625 | 293.7375 | Industrial Advanced | 0.6 | 5 | 639889834828 | WK17114 | WINDOW KIT 17"X11" 304 SS | 1 | 308.4244 | Catalog Non-Stocked Product | NO | LN | _A | _10 | 83 | 7E | 14
8018462 | 8018462 | 409.8897 | 245.9338 | Industrial Advanced | 0.6 | 5.071 | 639889834842 | WK2315C | WINDOW KIT 23"X15" RAL 7035 | 1 | 258.2305 | Catalog Stocked Product | YES | LS | _A | _10 | 83 | 70 | 14
8018463 | 8018463 | 627.1995 | 376.3197 | Industrial Advanced | 0.6 | 8.999 | 639889834859 | WK23154 | WINDOW KIT 23"X15" 304 SS | 1 | 395.1357 | Catalog Non-Stocked Product | NO | LN | _A | _10 | 83 | 7E | 14
8018465 | 8018465 | 491.1291 | 294.6775 | Industrial Advanced | 0.6 | 5 | 639889834873 | WK2919C | WINDOW KIT 29"X19" RAL 7035 | 1 | 309.4113 | Catalog Non-Stocked Product | NO | LN | _A | _10 | 83 | 70 | 14
8018469 | 8018469 | 1249.5873 | 749.7524 | Industrial Advanced | 0.6 | 5 | 639889834910 | WK35234 | WINDOW KIT 35"X23" 304 SS | 1 | 787.24 | Catalog Non-Stocked Product | NO | LN | _A | _10 | 83 | 7E | 14
8018474 | WM242412N4 | 1607.2197 | 771.4655 | Industrial Market | 0.48 | 58 | 639889834965 | WM242412N4 | WM 24X24X12 304 #4 BRUSHED | 1 | 675.0323 | Catalog Stocked Product | YES | LS | _A | _02 | 11 | 7E | 11
8018478 | WM202008N4 | 1038.6558 | 498.5548 | Industrial Market | 0.48 | 39.2 | 639889835009 | WM202008N4 | WM 20X20X08 304 #4 BRUSHED | 1 | 436.2354 | Catalog Stocked Product | YES | LS | _A | _02 | 11 | 7E | 11
8018493 | WM302410N4 | 1709.3844 | 820.5045 | Industrial Market | 0.48 | 72 | 639889835153 | WM302410N4 | WM 30X24X10 304 #4 BRUSHED | 1 | 717.9414 | Catalog Stocked Product | YES | LS | _A | _02 | 11 | 7E | 11
8018500 | WM363016N4 | 3282.5865 | 1575.6415 | Industrial Market | 0.48 | 133.999 | 639889835221 | WM363016N4 | WM 36X30X16 304 #4 BRUSHED | 1 | 1378.6863 | Catalog Stocked Product | YES | LS | _A | _02 | 11 | 7E | 11
8018515 | WM483616N4 | 4006.3557 | 1923.0507 | Industrial Market | 0.48 | 205.5 | 639889835375 | WM483616N4 | WM 48X36X16 304 #4 BRUSHED | 1 | 1682.6694 | Catalog Stocked Product | YES | LS | _A | _02 | 11 | 7E | 11
8018521 | WM603616N4 | 5409.3579 | 2596.4918 | Industrial Market | 0.48 | 247.5 | 639889835436 | WM603616N4 | WM 60X36X16 304 #4 BRUSHED | 1 | 2271.9303 | Catalog Stocked Product | YES | LS | _A | _02 | 11 | 7E | 11
8018525 | WM121206N6 | 876.8484 | 420.8872 | Industrial Market | 0.48 | 20 | 639889835474 | WM121206N6 | WM 12X12X06 316 #4 BRUSHED | 1 | 368.2763 | Catalog Stocked Product | YES | LS | _A | _02 | 11 | 7E | 11
8018534 | WM242010N6 | 1581.147 | 758.9506 | Industrial Market | 0.48 | 48.999 | 639889835566 | WM242010N6 | WM 24X20X10 316 #4 BRUSHED | 1 | 664.0817 | Catalog Stocked Product | YES | LS | _A | _02 | 11 | 7E | 11
8018575 | WMPADS6 | 35.9423 | 21.5654 | Industrial Advanced | 0.6 | 1.499 | 639889836150 | WMPADS6 | AE PADLOCK HASP 316SS | 1 | 22.6436 | Catalog Stocked Product | YES | L8 | _A | _10 | 83 | 8E | 14
8018577 | WMQTPLS6 | 115.9284 | 69.557 | Industrial Advanced | 0.6 | 0.351 | 639889836174 | WMQTPLS6 | 1/4 TURN THUMB HANDLE W/PADLOCK 316SS | 1 | 73.0349 | Catalog Stocked Product | YES | LS | _A | _10 | 83 | 7E | 14
8018578 | WMLHNLS6 | 343.533 | 206.1198 | Industrial Advanced | 0.6 | 0.8 | 639889836181 | WMLHNLS6 | L HANDLE F/AE 3-PT LATCH 316SS | 1 | 216.4258 | Catalog Non-Stocked Product | NO | LN | _A | _10 | 83 | 7E | 14
8018579 | WMLHPLS6 | 353.3802 | 212.0281 | Industrial Advanced | 0.6 | 3 | 639889836198 | WMLHPLS6 | L HANDLE F/AE 3-PT LATCH W/PADLOCK 316SS | 1 | 222.6295 | Catalog Stocked Product | YES | LS | _A | _10 | 83 | 7E | 14
8018580 | WMLHNL | 58.2216 | 34.9329 | Industrial Advanced | 0.6 | 3 | 639889836204 | WMLHNL | L HANDLE F/AE 3-POINT LATCH | 1 | 36.6796 | Catalog Stocked Product | YES | LS | _A | _10 | 83 | 70 | 14
8018581 | WMLHPL | 73.2386 | 43.9431 | Industrial Advanced | 0.6 | 3.086 | 639889836211 | WMLHPL | L HANDLE F/AE 3-PT LATCH W/PADLOCK | 1 | 46.1403 | Catalog Stocked Product | YES | LS | _A | _10 | 83 | 70 | 14
8018585 | JB121006HC | 142.8963 | 68.5902 | Industrial Market | 0.48 | 10.974 | 639889836280 | JB121006HC | JB 12X10X6 HINGE COVER CARBON STEEL | 1 | 60.0164 | Catalog Stocked Product | YES | LS | _A | _01 | 05 | 70 | 11
8018591 | WMPADCS | 29.2954 | 17.5773 | Industrial Advanced | 0.6 | 1.499 | 639889839731 | WMPADCS | AE PADLOCK HASP CARBON STEEL 7035 | 1 | 18.4561 | Catalog Non-Stocked Product | NO | LN | _A | _10 | 83 | 80 | 14
8018592 | 8018592 | 101.18 | 75.885 | Spare Parts | 0.75 | 2.5 | 639889839748 | WM MOUNTING PANEL 0300H0300W ZINC | WM MOUNTING PANEL FOR 12X12 | 1 | 63.7434 | Stocked Spare Part Product | YES | L2 | _E | _52 | 11 | 40 | SP
8018593 | 8018593 | 124.7685 | 93.5764 | Spare Parts | 0.75 | 3.399 | 639889839755 | WM MOUNTING PANEL 0400H0300W ZINC | WM MOUNTING PANEL FOR 16X12 | 1 | 78.6042 | Stocked Spare Part Product | YES | L2 | _E | _52 | 11 | 40 | SP
8018594 | 8018594 | 154.5339 | 115.9004 | Spare Parts | 0.75 | 4.7 | 639889839762 | WM MOUNTING PANEL 0400H0400W ZINC | WM MOUNTING PANEL FOR 16X16 | 1 | 97.3564 | Stocked Spare Part Product | YES | L2 | _E | _52 | 11 | 40 | SP
8018595 | 8018595 | 181.6137 | 136.2103 | Spare Parts | 0.75 | 5.899 | 639889839779 | WM MOUNTING PANEL 0400H0500W ZINC | WM MOUNTING PANEL FOR 16X20 | 1 | 114.4166 | Stocked Spare Part Product | YES | L2 | _E | _52 | 11 | 40 | SP
8018596 | 8018596 | 181.6137 | 136.2103 | Spare Parts | 0.75 | 5.201 | 639889839786 | WM MOUNTING PANEL 0500H0400W ZINC | WM MOUNTING PANEL FOR 20X16 | 1 | 114.4166 | Stocked Spare Part Product | YES | L2 | _E | _52 | 11 | 40 | SP
8018598 | 8018598 | 243.6063 | 182.7047 | Spare Parts | 0.75 | 14.5 | 639889839809 | WM MOUNTING PANEL 0500H0600W ZINC | WM MOUNTING PANEL F/20X24 | 1 | 153.472 | Stocked Spare Part Product | YES | L2 | _E | _52 | 11 | 40 | SP
8018599 | 8018599 | 208.3578 | 156.2683 | Spare Parts | 0.75 | 11.199 | 639889839816 | WM MOUNTING PANEL 0600H0400W ZINC | WM MOUNTING PANEL FOR 24X16 | 1 | 131.2654 | Stocked Spare Part Product | YES | L2 | _E | _52 | 11 | 40 | SP
8018600 | 8018600 | 243.6063 | 182.7047 | Spare Parts | 0.75 | 14.2 | 639889839823 | WM MOUNTING PANEL 0600H0500W ZINC | WM MOUNTING PANEL FOR 24X20 | 1 | 153.472 | Stocked Spare Part Product | YES | L2 | _E | _52 | 11 | 40 | SP
8018601 | 8018601 | 278.9667 | 209.225 | Spare Parts | 0.75 | 17.401 | 639889839830 | WM MOUNTING PANEL 0600H0600W ZINC | WM MOUNTING PANEL FOR 24X24 | 1 | 175.749 | Stocked Spare Part Product | YES | L2 | _E | _52 | 11 | 40 | SP
8018603 | 8018603 | 329.4336 | 247.0752 | Spare Parts | 0.75 | 22.299 | 639889839212 | WM MOUNTING PANEL 0600H0760W ZINC | WM MOUNTING PANEL FOR 24X30 | 1 | 207.5432 | Stocked Spare Part Product | YES | L2 | _E | _52 | 11 | 40 | SP
8018604 | 8018604 | 420.0726 | 315.0544 | Spare Parts | 0.75 | 31.199 | 639889839229 | WM MOUNTING PANEL 0600H01060W ZINC | WM MOUNTING PANEL FOR 24X42 | 1 | 264.6457 | Stocked Spare Part Product | YES | L2 | _E | _52 | 11 | 40 | SP
8018605 | 8018605 | 289.1496 | 216.8622 | Spare Parts | 0.75 | 18.201 | 639889839236 | WM MOUNTING PANEL 0760H0500W ZINC | WM MOUNTING PANEL FOR 30X20 | 1 | 182.1642 | Stocked Spare Part Product | YES | L2 | _E | _52 | 11 | 40 | SP
8018606 | 8018606 | 329.4336 | 247.0752 | Spare Parts | 0.75 | 22.2 | 639889839243 | WM MOUNTING PANEL 0760H0600W ZINC | WM MOUNTING PANEL FOR 30X24 | 1 | 207.5432 | Stocked Spare Part Product | YES | L2 | _E | _52 | 11 | 40 | SP
8018607 | 8018607 | 391.5381 | 293.6536 | Spare Parts | 0.75 | 28.501 | 639889839250 | WM MOUNTING PANEL 0760H0760W ZINC | WM MOUNTING PANEL FOR 30X30 | 1 | 246.669 | Stocked Spare Part Product | YES | L2 | _E | _52 | 11 | 40 | SP
8018608 | 8018608 | 485.8698 | 364.4024 | Spare Parts | 0.75 | 40.3 | 639889839267 | WM MOUNTING PANEL 0760H01060W ZINC | WM MOUNTING PANEL F/30X42 | 1 | 306.098 | Non-Stocked Spare Part Product | NO | SP | _E | _52 | 11 | 40 | SP
8018609 | 8018609 | 531.7488 | 398.8116 | Spare Parts | 0.75 | 46.199 | 639889839274 | WM MOUNTING PANEL 0760H01200W ZINC | WM MOUNTING PANEL F-30X48 | 1 | 335.0017 | Non-Stocked Spare Part Product | NO | SP | _E | _52 | 11 | 40 | SP
8018610 | 8018610 | 372.9627 | 279.722 | Spare Parts | 0.75 | 26.499 | 639889839281 | WM MOUNTING PANEL 0900H0600W ZINC | WM MOUNTING PANEL FOR 36X24 | 1 | 234.9665 | Stocked Spare Part Product | YES | L2 | _E | _52 | 11 | 40 | SP
8018611 | 8018611 | 442.1169 | 331.5877 | Spare Parts | 0.75 | 33.999 | 639889839298 | WM MOUNTING PANEL 0900H0760W ZINC | WM MOUNTING PANEL FOR 36X30 | 1 | 278.5336 | Stocked Spare Part Product | YES | L2 | _E | _52 | 11 | 40 | SP
8018613 | 8018613 | 499.1859 | 374.3894 | Spare Parts | 0.75 | 41.799 | 639889839311 | WM MOUNTING PANEL 0900H0900W ZINC | WM MOUNTING PANEL FOR 36X36 | 1 | 314.4871 | Stocked Spare Part Product | YES | L2 | _E | _52 | 11 | 40 | SP
8018614 | 8018614 | 497.3955 | 373.0466 | Spare Parts | 0.75 | 41.301 | 639889839328 | WM MOUNTING PANEL 1060H0760W ZINC | WM MOUNTING PANEL F/42X30 | 1 | 313.3592 | Stocked Spare Part Product | YES | L2 | _E | _52 | 11 | 40 | SP
8018615 | 8018615 | 561.4023 | 421.0517 | Spare Parts | 0.75 | 48.999 | 639889839335 | WM MOUNTING PANEL 1060H0900W ZINC | WM MOUNTING PANEL FOR 42X36 | 1 | 353.6834 | Stocked Spare Part Product | YES | L2 | _E | _52 | 11 | 40 | SP
8018616 | 8018616 | 615.1143 | 461.3357 | Spare Parts | 0.75 | 58 | 639889839342 | WM MOUNTING PANEL 1200H0900W ZINC | WM MOUNTING PANEL FOR 48X36 | 1 | 387.522 | Stocked Spare Part Product | YES | L2 | _E | _52 | 11 | 40 | SP
8018617 | 8018617 | 722.6502 | 541.9876 | Spare Parts | 0.75 | 69.799 | 639889839359 | WM MOUNTING PANEL 1500H0900W ZINC | WM MOUNTING PANEL FOR 60X36 | 1 | 455.2696 | Stocked Spare Part Product | YES | L2 | _E | _52 | 11 | 40 | SP
8018619 | 8018619 | 548.0862 | 411.0646 | Spare Parts | 0.75 | 48.201 | 639889839373 | WM MOUNTING PANEL 0900H01060W ZINC | WM MOUNTING PANEL FOR 36X42 | 1 | 345.2943 | Non-Stocked Spare Part Product | NO | SP | _E | _52 | 11 | 40 | SP
8018620 | 8018620 | 615.1143 | 461.3357 | Spare Parts | 0.75 | 55.3 | 639889839380 | WM MOUNTING PANEL 0900H01200W ZINC | WM MOUNTING PANEL F/36X48 | 1 | 387.522 | Non-Stocked Spare Part Product | NO | SP | _E | _52 | 11 | 40 | SP
8018621 | 8018621 | 722.6502 | 541.9876 | Spare Parts | 0.75 | 69.5 | 639889839397 | WM MOUNTING PANEL 0900H01500W ZINC | WM MOUNTING PANEL F/36X60 | 1 | 455.2696 | Stocked Spare Part Product | YES | L2 | _E | _52 | 11 | 40 | SP
8018623 | 8018623 | 794.1543 | 595.6157 | Spare Parts | 0.75 | 81.7 | 639889839410 | WM MOUNTING PANEL 1060H01500W ZINC | WM MOUNTING PANEL FOR 42X60 | 1 | 500.3172 | Non-Stocked Spare Part Product | NO | SP | _E | _52 | 11 | 40 | SP
8018625 | 8018625 | 757.8987 | 568.424 | Spare Parts | 0.75 | 74.799 | 639889839434 | WM MOUNTING PANEL 1200H01200W ZINC | WM MOUNTING PANEL FOR 48X48 | 1 | 477.4762 | Stocked Spare Part Product | YES | L2 | _E | _52 | 11 | 40 | SP
8018689 | WMUMB | 94.6562 | 56.7937 | Industrial Advanced | 0.6 | 1.349 | 639889840232 | WMUMB | WM UNIVERSAL WALLMOUNT BRACKET PLATED | 1 | 59.6334 | Catalog Stocked Product | YES | LS | _A | _10 | 82 | 70 | 14
8018690 | WMUMB6 | 134.1681 | 80.5009 | Industrial Advanced | 0.6 | 1.001 | 639889840249 | WMUMB6 | WM UNIVERSAL WALLMOUNT BRACKET 316 SS | 1 | 84.5259 | Catalog Non-Stocked Product | NO | LN | _A | _10 | 82 | 7E | 14
8018691 | WMLHKLS6 | 353.3802 | 212.0281 | Industrial Advanced | 0.6 | 3 | 639889840256 | WMLHKLS6 | L-HANDLE W/KEY LOCK F/WM=>42" 316SS | 1 | 222.6295 | Catalog Stocked Product | YES | LS | _A | _10 | 83 | 8E | 14
8018692 | WMS161208N4 | 1213.2198 | 582.3455 | Industrial Market | 0.48 | 21.199 | 639889840393 | WMS161208N4 | AE SLOPE-TOP, 16X12X8, STAINLESS 304 | 1 | 509.5523 | Catalog Stocked Product | YES | LS | _A | _02 | 11 | 7E | 11
8018693 | WMS161608N4 | 1299.159 | 623.5963 | Industrial Market | 0.48 | 26.1 | 639889840409 | WMS161608N4 | AE SLOPE-TOP, 16X16X8, STAINLESS 304 | 1 | 545.6468 | Catalog Stocked Product | YES | LS | _A | _02 | 11 | 7E | 11
8018694 | WMS201608N4 | 1442.391 | 692.3477 | Industrial Market | 0.48 | 33 | 639889840416 | WMS201608N4 | AE SLOPE-TOP, 20X16X8, STAINLESS 304 | 1 | 605.8042 | Catalog Stocked Product | YES | LS | _A | _02 | 11 | 8E | 11
8018696 | WMS202008N4 | 1612.479 | 773.9899 | Industrial Market | 0.48 | 40.399 | 639889840430 | WMS202008N4 | AE SLOPE-TOP, 20X20X8, STAINLESS 304 | 1 | 677.2412 | Catalog Stocked Product | YES | LS | _A | _02 | 11 | 7E | 11
8018699 | WMS242408N4 | 1911.5877 | 917.5621 | Industrial Market | 0.48 | 57.701 | 639889840461 | WMS242408N4 | AE SLOPE-TOP, 24X24X8, STAINLESS 304 | 1 | 802.8668 | Catalog Stocked Product | YES | LS | _A | _02 | 11 | 7E | 11
8018700 | WMS242412N4 | 2325.9534 | 1116.4576 | Industrial Market | 0.48 | 65 | 639889840478 | WMS242412N4 | AE SLOPE-TOP, 24X24X12, STAINLESS 304 | 1 | 976.9004 | Catalog Stocked Product | YES | LS | _A | _02 | 11 | 7E | 11
8018702 | WMS302412N4 | 2603.3535 | 1249.6097 | Industrial Market | 0.48 | 78.699 | 639889840492 | WMS302412N4 | AE SLOPE-TOP, 30X24X12, STAINLESS 304 | 1 | 1093.4085 | Catalog Stocked Product | YES | LS | _A | _02 | 11 | 7E | 11
8018703 | WMS303008N4 | 2698.1328 | 1295.1037 | Industrial Market | 0.48 | 90.597 | 639889840508 | WMS303008N4 | AE SLOPE-TOP, 30X30X8, STAINLESS 304 | 1 | 1133.2158 | Catalog Stocked Product | YES | LS | _A | _02 | 11 | 7E | 11
8018705 | WMS363012N4 | 3513.3243 | 1686.3957 | Industrial Market | 0.48 | 151.014 | 639889840522 | WMS363012N4 | AE SLOPE-TOP, 36X30X12, STAINLESS 304 | 1 | 1475.5962 | Catalog Stocked Product | YES | LS | _A | _02 | 11 | 7E | 11
8018706 | WMS363016N4 | 3718.2132 | 1784.7423 | Industrial Market | 0.48 | 139.101 | 639889840539 | WMS363016N4 | AE SLOPE-TOP, 36X30X16, STAINLESS 304 | 1 | 1561.6495 | Catalog Non-Stocked Product | NO | LN | _A | _02 | 11 | 7E | 11
8018707 | WMS363612N4 | 3921.7593 | 1882.4445 | Industrial Market | 0.48 | 142.998 | 639889840546 | WMS363612N4 | AE SLOPE-TOP, 36X36X12, STAINLESS 304 | 1 | 1647.1389 | Catalog Stocked Product | YES | LS | _A | _02 | 11 | 7E | 11
8018708 | WMS483616N4 | 5240.1651 | 2515.2792 | Industrial Market | 0.48 | 194.998 | 639889840553 | WMS483616N4 | AE SLOPE-TOP, 48X36X16, STAINLESS 304 | 1 | 2200.8693 | Catalog Stocked Product | YES | LS | _A | _02 | 11 | 7E | 11
8018744 | 8018744 | 8.3701 | 5.0221 | Industrial Advanced | 0.6 | 0.099 | 639889841499 | N4SWK | NEMA 4 SEALING WASHERS FOR AE<(>&<)>EB | 1 | 5.2732 | Catalog Non-Stocked Product | NO | LN | _A | _10 | 85 | 80 | 14
8018764 | 8018764 | 511.1592 | 383.3694 | Spare Parts | 0.75 | 41.799 | 639889841697 | WM MOUNTING PANEL 0900H0900W ZINC-WHITE | WM MOUNTING PANEL F/36X36 - WHITE | 1 | 322.0303 | Catalog Non-Stocked Product | NO | LN | _E | _52 | 11 | 40 | SP
8018790 | WMSMB | 59.5756 | 35.7453 | Industrial Advanced | 0.6 | 0.785 | 639889841956 | WMSMB | 4 SLOTTED WALLMOUNT BRACKETS PER EA | 1 | 37.5326 | Catalog Stocked Product | YES | LS | _A | _10 | 82 | 70 | 14
8018791 | WMSMB6 | 71.8846 | 43.1307 | Industrial Advanced | 0.6 | 0.5 | 639889841963 | WMSMB6 | SLOTTED WALLMOUNT BRACKET-SS | 1 | 45.2873 | Catalog Stocked Product | YES | LS | _A | _10 | 82 | 7E | 14
8018792 | 8018792 | 4371.4854 | 2622.8912 | Industrial Advanced | 0.6 | 560 | 639889843585 | TSFM717120NC | FLOORMOUNT TS8 W/ 12" LEG KIT, 71 X 71 X 20 | 1 | 2754.0358 | Catalog Non-Stocked Product | NO | LN | _A | _03 | 21 | 70 | 14
8018795 | 8018795 | 2772.0987 | 1663.2592 | Industrial Advanced | 0.6 | 352 | 639889843615 | TSFM634712NC | FLOORMOUNT TS8 W/ 12" LEG KIT, 63 X 47 X 12 | 1 | 1746.4222 | Catalog Stocked Product | YES | LS | _A | _03 | 21 | 70 | 14
8018797 | 8018797 | 3575.7645 | 2145.4587 | Industrial Advanced | 0.6 | 486.001 | 639889843639 | TSFM716312NC | FLOORMOUNT TS8 W/ 12" LEG KIT, 71 X 63 X 12 | 1 | 2252.7316 | Catalog Non-Stocked Product | NO | LN | _A | _03 | 21 | 80 | 14
8018799 | 8018799 | 2836.3293 | 1701.7976 | Industrial Advanced | 0.6 | 358.999 | 639889843653 | TSFM634716NC | FLOORMOUNT TS8 W/ 12" LEG KIT, 63 X 47 X 16 | 1 | 1786.8875 | Catalog Stocked Product | YES | LS | _A | _03 | 21 | 70 | 14
8018800 | 8018800 | 3264.2349 | 1958.5409 | Industrial Advanced | 0.6 | 458.999 | 639889843660 | TSFM636316NC | FLOORMOUNT TS8 W/ 12" LEG KIT, 63 X 63 X 16 | 1 | 2056.468 | Catalog Stocked Product | YES | LS | _A | _03 | 21 | 70 | 14
8018802 | 8018802 | 4222.3227 | 2533.3936 | Industrial Advanced | 0.6 | 553 | 639889843684 | TSFM717116NC | FLOORMOUNT TS8 W/ 12" LEG KIT, 71 X 71 X 16 | 1 | 2660.0633 | Catalog Stocked Product | YES | LS | _A | _03 | 21 | 70 | 14
8018803 | 8018803 | 2940.9558 | 1764.5735 | Industrial Advanced | 0.6 | 238.997 | 639889843691 | TSFM634720NC | FLOORMOUNT TS8 W/ 12" LEG KIT, 63 X 47 X 20 | 1 | 1852.8022 | Catalog Stocked Product | YES | LS | _A | _03 | 21 | 70 | 14
8018804 | 8018804 | 3930.3756 | 2358.2254 | Industrial Advanced | 0.6 | 500 | 639889843707 | TSFM716320NC | FLOORMOUNT TS8 W/ 12" LEG KIT, 71 X 63 X 20 | 1 | 2476.1366 | Catalog Stocked Product | YES | LS | _A | _03 | 21 | 70 | 14
8018807 | 8018807 | 4107.1776 | 2464.3066 | Industrial Advanced | 0.6 | 679.989 | 639889843738 | TSFM716324NC | FLOORMOUNT TS8 W/ 12" LEG KIT, 71 X 63 X 24 | 1 | 2587.5219 | Catalog Non-Stocked Product | NO | LN | _A | _03 | 21 | 80 | 14
8018808 | 8018808 | 3686.9931 | 2212.1959 | Industrial Advanced | 0.6 | 459.991 | 639889855519 | TSFM634716XC | FLOORMOUNT TS8 W/ 12" LEG KIT, 63 X 47 X 16, FMD | 1 | 2322.8057 | Catalog Stocked Product | YES | L8 | _A | _03 | 21 | 70 | 14
8018809 | 8018809 | 4241.9052 | 2545.1431 | Industrial Advanced | 0.6 | 208.999 | 639889855526 | TSFM636316XC | FLOORMOUNT TS8 W/ 12" LEG KIT, 63 X 63 X 16, FMD | 1 | 2672.4003 | Catalog Stocked Product | YES | LS | _A | _03 | 21 | 70 | 14
8018811 | 8018811 | 5236.5843 | 3141.9506 | Industrial Advanced | 0.6 | 246.001 | 639889855540 | TSFM717116XC | FLOORMOUNT TS8 W/ 12" LEG KIT, 71 X 71 X 16, FMD | 1 | 3299.0481 | Catalog Non-Stocked Product | NO | LN | _A | _03 | 21 | 70 | 14
8018814 | 8018814 | 4794.2436 | 2876.5462 | Industrial Advanced | 0.6 | 750.988 | 639889855571 | TSFM716320XC | FLOORMOUNT TS8 W/ 12" LEG KIT, 71 X 63 X 20, FMD | 1 | 3020.3735 | Catalog Stocked Product | YES | LS | _A | _03 | 21 | 70 | 14
8018815 | 8018815 | 5332.1469 | 3199.2881 | Industrial Advanced | 0.6 | 367.994 | 639889855588 | TSFM717120XC | FLOORMOUNT TS8 W/ 12" LEG KIT, 71 X 71 X 20, FMD | 1 | 3359.2525 | Catalog Stocked Product | YES | LS | _A | _03 | 21 | 70 | 14
8018819 | 8018819 | 250.4322 | 150.2593 | Industrial Advanced | 0.6 | 5 | 639889843851 | C080807HC CS 203x203x180 | CONSOLE 8 X 8 X 7 | 1 | 157.7723 | Catalog Non-Stocked Product | NO | LN | _A | _07 | 62 | 80 | 14
8018820 | 8018820 | 277.8477 | 166.7086 | Industrial Advanced | 0.6 | 10.3 | 639889843868 | C081207HC CS 203x305x180 | CONSOLE 8 X 12 X 7 | 1 | 175.0441 | Catalog Stocked Product | YES | LS | _A | _07 | 62 | 80 | 14
8018821 | 8018821 | 313.8795 | 188.3277 | Industrial Advanced | 0.6 | 12 | 639889843875 | C081607HC CS 203x406x180 | CONSOLE 8 X 16 X 7 | 1 | 197.7441 | Catalog Non-Stocked Product | NO | LN | _A | _07 | 62 | 80 | 14
8018822 | 8018822 | 351.4779 | 210.8867 | Industrial Advanced | 0.6 | 15.399 | 639889843882 | C082007HC CS 203x508x180 | CONSOLE 8 X 20 X 7 | 1 | 221.4311 | Catalog Non-Stocked Product | NO | LN | _A | _07 | 62 | 80 | 14
8018823 | 8018823 | 324.1743 | 194.5046 | Industrial Advanced | 0.6 | 8.75 | 639889843899 | C121209HC CS 305x305x231 | CONSOLE 12 X 12 X 9 | 1 | 204.2298 | Catalog Stocked Product | YES | LS | _A | _07 | 62 | 80 | 14
8018824 | 8018824 | 334.3572 | 200.6143 | Industrial Advanced | 0.6 | 17.701 | 639889843905 | C121609HC CS 305x406x231 | CONSOLE 12 X 16 X 9 | 1 | 210.645 | Catalog Stocked Product | YES | LS | _A | _07 | 62 | 80 | 14
8018825 | 8018825 | 401.3853 | 240.8312 | Industrial Advanced | 0.6 | 21.1 | 639889843912 | C122009HC CS 305x508x231 | CONSOLE 12 X 20 X 9 | 1 | 252.8727 | Catalog Non-Stocked Product | NO | LN | _A | _07 | 62 | 80 | 14
8018826 | 8018826 | 384.1527 | 230.4916 | Industrial Advanced | 0.6 | 24.4 | 639889843929 | C122409HC CS 305x610x231 | CONSOLE 12 X 24 X 9 | 1 | 242.0162 | Catalog Non-Stocked Product | NO | LN | _A | _07 | 62 | 80 | 14
8018827 | 8018827 | 382.3623 | 229.4174 | Industrial Advanced | 0.6 | 21.601 | 639889843936 | C161611HC CS 406x406x282 | CONSOLE 16 X 16 X 11 | 1 | 240.8882 | Catalog Stocked Product | YES | LS | _A | _07 | 62 | 80 | 14
8018828 | 8018828 | 399.483 | 239.6898 | Industrial Advanced | 0.6 | 27.101 | 639889843943 | C162011HC CS 406x508x282 | CONSOLE 16 X 20 X 11 | 1 | 251.6743 | Catalog Non-Stocked Product | NO | LN | _A | _07 | 62 | 80 | 14
8018829 | 8018829 | 473.337 | 284.0022 | Industrial Advanced | 0.6 | 31.499 | 639889843950 | C162411HC CS 406x610x282 | CONSOLE 16 X 24 X 11 | 1 | 298.2023 | Catalog Non-Stocked Product | NO | LN | _A | _07 | 62 | 80 | 14
8018830 | 8018830 | 519.6636 | 311.7982 | Industrial Advanced | 0.6 | 37.5 | 639889843967 | C163011HC CS 406x762x282 | CONSOLE 16 X 30 X 11 | 1 | 327.3881 | Catalog Non-Stocked Product | NO | LN | _A | _07 | 62 | 80 | 14
8018831 | 8018831 | 567.6687 | 340.6012 | Industrial Advanced | 0.6 | 43.801 | 639889843974 | C163611HC CS 406x914x282 | CONSOLE 16 X 36 X 11 | 1 | 357.6313 | Catalog Non-Stocked Product | NO | LN | _A | _07 | 62 | 80 | 14
8018832 | 8018832 | 438.9837 | 263.3902 | Industrial Advanced | 0.6 | 30.6 | 639889843981 | C202013HC CS 508x508x333 | CONSOLE 20 X 20 X 13 | 1 | 276.5597 | Catalog Stocked Product | YES | LS | _A | _07 | 62 | 80 | 14
8018833 | 8018833 | 507.5784 | 304.547 | Industrial Advanced | 0.6 | 38.501 | 639889843998 | C202413HC CS 508x610x333 | CONSOLE 20 X 24 X 13 | 1 | 319.7744 | Catalog Stocked Product | YES | LS | _A | _07 | 62 | 80 | 14
8018834 | 8018834 | 543.6102 | 326.1661 | Industrial Advanced | 0.6 | 46.001 | 639889844001 | C203013HC CS 508x762x333 | CONSOLE 20 X 30 X 13 | 1 | 342.4744 | Catalog Non-Stocked Product | NO | LN | _A | _07 | 62 | 80 | 14
8018851 | 8018851 | 257.2581 | 154.3549 | Industrial Advanced | 0.6 | 13.999 | 639889844179 | C18SBASEC | PEDESTAL BASE 18 X 18 | 1 | 162.0726 | Catalog Stocked Product | YES | LS | _A | _07 | 63 | 70 | 14
8018852 | 8018852 | 397.8045 | 238.6827 | Industrial Advanced | 0.6 | 24.599 | 639889844186 | C24SBASEC | PEDESTAL BASE 24 X 24 | 1 | 250.6168 | Catalog Stocked Product | YES | LS | _A | _07 | 63 | 70 | 14
8018853 | 8018853 | 495.6051 | 297.3631 | Industrial Advanced | 0.6 | 15.6 | 639889844193 | C44SCOLC | STRAIGHT COLUMN 4 X 4 | 1 | 312.2312 | Catalog Stocked Product | YES | LS | _A | _07 | 63 | 70 | 14
8018854 | 8018854 | 533.3154 | 319.9892 | Industrial Advanced | 0.6 | 20.5 | 639889844209 | C66SCOLC | STRAIGHT COLUMN 6 X 6 | 1 | 335.9887 | Catalog Stocked Product | YES | LS | _A | _07 | 63 | 70 | 14
8018855 | 8018855 | 634.473 | 380.6838 | Industrial Advanced | 0.6 | 13.999 | 639889844216 | C18SBASE4 | PEDESTAL BASE 18 X 18, 304 SS | 1 | 399.718 | Catalog Non-Stocked Product | NO | LN | _A | _07 | 63 | 7E | 14
8018856 | 8018856 | 1224.2979 | 734.5787 | Industrial Advanced | 0.6 | 23 | 639889844223 | C24SBASE4 | PEDESTAL BASE 24 X 24, 304 SS | 1 | 771.3077 | Catalog Non-Stocked Product | NO | LN | _A | _07 | 63 | 7E | 14
8018857 | 8018857 | 1378.608 | 827.1648 | Industrial Advanced | 0.6 | 14.5 | 639889844230 | C44SCOL4 | STRAIGHT COLUMN 4 X 4, 304 SS | 1 | 868.523 | Catalog Non-Stocked Product | NO | LN | _A | _07 | 63 | 7E | 14
8018858 | 8018858 | 1613.7099 | 968.2259 | Industrial Advanced | 0.6 | 20.5 | 639889844247 | C66SCOL4 | STRAIGHT COLUMN 6 X 6, 304 SS | 1 | 1016.6372 | Catalog Non-Stocked Product | NO | LN | _A | _07 | 63 | 7E | 14
8018859 | 8018859 | 242.3754 | 145.4252 | Industrial Advanced | 0.6 | 8.399 | 639889850194 | FDS1212C | EXTERNAL FOLD-DOWN SHELF 12X12 | 1 | 152.6965 | Catalog Stocked Product | YES | LS | _A | _10 | 87 | 07 | 14
8018860 | 8018860 | 287.0235 | 172.2141 | Industrial Advanced | 0.6 | 13.999 | 639889850200 | FDS1818C | EXTERNAL FOLD-DOWN SHELF 18X18 | 1 | 180.8248 | Catalog Stocked Product | YES | LS | _A | _10 | 87 | 07 | 14
8018862 | 8018862 | 376.6554 | 225.9932 | Industrial Advanced | 0.6 | 15.999 | 639889850224 | EDP1419C | EXTERNAL DATA POCKET 14X19 | 1 | 237.2929 | Catalog Non-Stocked Product | NO | LN | _A | _10 | 83 | 80 | 14
8018863 | WMHDHBK3 | 56.7445 | 34.0467 | Industrial Advanced | 0.6 | 0.3 | 639889853461 | WMHDHBK3 | HEAVY DUTY HINGE BLOCK KIT | 1 | 35.749 | Catalog Non-Stocked Product | NO | LN | _A | _10 | 82 | 80 | 14
8018894 | JBQTLA | 19.6944 | 11.8166 | Industrial Advanced | 0.6 | 0.201 | 639889853614 | JBQTLA | QUARTER-TURN LOCK ASSEMBLY- JB | 1 | 12.4075 | Catalog Non-Stocked Product | NO | LN | _A | _10 | 83 | 80 | 14
8018895 | WMQTLA | 22.6486 | 13.5891 | Industrial Advanced | 0.6 | 0.17 | 639889853621 | WMQTLA | QUARTER-TURN LOCK ASSEMBLY- WM | 1 | 14.2686 | Catalog Stocked Product | YES | LS | _A | _10 | 83 | 80 | 14
8018896 | JBQTLA4 | 144.351 | 86.6106 | Industrial Advanced | 0.6 | 0.851 | 639889853638 | JBQTLA4 | QUARTER-TURN LOCK ASSEMBLY 304 S/S- JB | 1 | 90.9411 | Catalog Non-Stocked Product | NO | LN | _A | _10 | 83 | 8E | 14
8018897 | WMQTLA4 | 145.3581 | 87.2149 | Industrial Advanced | 0.6 | 0.851 | 639889853645 | WMQTLA4 | QUARTER-TURN LOCK ASSEMBLY 304 S/S- WM | 1 | 91.5756 | Catalog Stocked Product | YES | LS | _A | _10 | 83 | 8E | 14
8018899 | WMQTLA6 | 134.0562 | 80.4337 | Industrial Advanced | 0.6 | 0.851 | 639889853904 | WMQTLA6 | QUARTER-TURN LOCK ASSEMBLY 316 S/S- WM | 1 | 84.4554 | Catalog Stocked Product | YES | L8 | _A | _10 | 83 | 8E | 14
8018902 | WM303010NC | 776.4741 | 372.7076 | Industrial Market | 0.48 | 86.001 | 639889845183 | WM303010NC | WM 30X30X10 CARBON STEEL 7035 | 1 | 326.1191 | Catalog Stocked Product | YES | LS | _A | _02 | 11 | 70 | 11
8018903 | WM303010N4 | 2132.0307 | 1023.3747 | Industrial Market | 0.48 | 120 | 639889845190 | WM303010N4 | WM 30X30X10 304 S/S, #4 BRUSHED | 1 | 895.4529 | Catalog Stocked Product | YES | LS | _A | _02 | 11 | 7E | 11
8018904 | WM303010N6 | 2306.1471 | 1106.9506 | Industrial Market | 0.48 | 84.998 | 639889845206 | WM303010N6 | WM 30X30X10 316 S/S, #4 BRUSHED | 1 | 968.5818 | Catalog Stocked Product | YES | LS | _A | _02 | 11 | 8E | 11
8018963 | WM202010NC | 467.6301 | 224.4624 | Industrial Market | 0.48 | 42.467 | 639889855632 | WM202010NC | WM 20X20X10 CARBON STEEL 7035 | 1 | 196.4046 | Catalog Stocked Product | YES | LS | _A | _02 | 11 | 70 | 11
8018965 | 8018965 | 3528.6546 | 2117.1928 | Industrial Advanced | 0.6 | 541.001 | 639889855656 | TSFM634720NCR | FLOORMOUNT TS8 W/ 12" LEG KIT, 63 X 47 X 20, | 1 | 2223.0524 | Catalog Stocked Product | YES | LS | _A | _03 | 21 | 70 | 14
8018969 | 8018969 | 4519.4172 | 2711.6503 | Industrial Advanced | 0.6 | 399.993 | 639889855694 | TSFM716320NCR | FLOORMOUNT TS8 W/ 12" LEG KIT, 71 X 63 X 20, | 1 | 2847.2328 | Catalog Non-Stocked Product | NO | LN | _A | _03 | 21 | 80 | 14
8018973 | WMPADRCS | 42.5891 | 25.5535 | Industrial Advanced | 0.6 | 0.249 | 639889855731 | WMPADRCS | RIVETED PADLOCK HASP FOR CARBON STEEL AE | 1 | 26.8312 | Catalog Stocked Product | YES | LS | _A | _10 | 83 | 70 | 14
8018974 | WMPADRS6 | 39.7581 | 23.8548 | Industrial Advanced | 0.6 | 0.13 | 639889855748 | WMPADRS6 | RIVETED PADLOCK HASP FOR STAINLESS STEEL AE | 1 | 25.0476 | Catalog Stocked Product | YES | LS | _A | _10 | 83 | 7E | 14
8018981 | WM603816XC | 2171.1957 | 1042.1739 | Industrial Market | 0.48 | 263 | 639889857582 | WM603816XC | WM 60X38X16 FMD CARBON STEEL 7035 | 1 | 911.9022 | Catalog Stocked Product | YES | LS | _A | _02 | 11 | 70 | 11
8018982 | WMQTKLS6 | 234.0948 | 140.4569 | Industrial Advanced | 0.6 | 0.399 | 639889857827 | WMQTKLS6 | 1/4 TURN THUMB HANDLE W/ KEYLOCK OPTION - 316 SS | 1 | 147.4797 | Catalog Stocked Product | YES | LS | _A | _10 | 83 | 7E | 14
8018986 | 8018986 | 1096.9557 | 822.7168 | Spare Parts | 0.75 | 136.997 | 639889897830 | TS MOUNTING PANEL 1600H1600W |  | 1 | 691.0821 | Non-Stocked Spare Part Product | NO | SP | _E | _52 | 11 | 40 | SP
8018987 | 8018987 | 594.5247 | 356.7148 | Industrial Advanced | 0.6 | 0 | 639889867000 | TS MPL HINGE KIT 600W |  | 1 | 374.5506 | Catalog Non-Stocked Product | NO | LN | _A | _10 | 85 | 70 | 14
8018988 | 8018988 | 662.1123 | 397.2674 | Industrial Advanced | 0.6 | 8.1 | 639889867017 | TS MPL HINGE KIT 800W |  | 1 | 417.1307 | Catalog Non-Stocked Product | NO | LN | _A | _10 | 85 | 80 | 14
8019500 | 8019500 | 210.1482 | 157.6112 | Spare Parts | 0.75 | 0 | 639889875753 | WM DOOR 0300H0300W RAL7035 | INCLUDES LATCHING HARDWARE | 1 | 132.3934 | Stocked Spare Part Product | YES | L2 | _E | _52 | 11 | 40 | SP
8019501 | 8019501 | 243.6063 | 182.7047 | Spare Parts | 0.75 | 0 | 639889875760 | WM DOOR 0400H0300W RAL7035 | INCLUDES LATCHING HARDWARE | 1 | 153.472 | Stocked Spare Part Product | YES | L2 | _E | _52 | 11 | 40 | SP
8019502 | 8019502 | 282.3237 | 211.7428 | Spare Parts | 0.75 | 0 | 639889875777 | WM DOOR 0400H0400W RAL7035 | INCLUDES LATCHING HARDWARE | 1 | 177.8639 | Stocked Spare Part Product | YES | L2 | _E | _52 | 11 | 40 | SP
8019503 | 8019503 | 317.6841 | 238.2631 | Spare Parts | 0.75 | 8.801 | 639889875784 | WM DOOR 0400H0500W RAL7035 | INCLUDES LATCHING HARDWARE | 1 | 200.141 | Stocked Spare Part Product | YES | L2 | _E | _52 | 11 | 40 | SP
8019504 | 8019504 | 317.6841 | 238.2631 | Spare Parts | 0.75 | 0 | 639889875791 | WM DOOR 0500H0400W RAL7035 | INCLUDES LATCHING HARDWARE | 1 | 200.141 | Stocked Spare Part Product | YES | L2 | _E | _52 | 11 | 40 | SP
8019505 | 8019505 | 356.1777 | 267.1333 | Spare Parts | 0.75 | 0 | 639889875807 | WM DOOR 0500H0500W RAL7035 | INCLUDES LATCHING HARDWARE | 1 | 224.392 | Stocked Spare Part Product | YES | L2 | _E | _52 | 11 | 40 | SP
8019506 | 8019506 | 391.5381 | 293.6536 | Spare Parts | 0.75 | 7.701 | 639889875814 | WM DOOR 0500H0600W RAL7035 | INCLUDES LATCHING HARDWARE | 1 | 246.669 | Stocked Spare Part Product | YES | L2 | _E | _52 | 11 | 40 | SP
8019507 | 8019507 | 349.4637 | 262.0978 | Spare Parts | 0.75 | 7.701 | 639889875821 | WM DOOR 0600H0400W RAL7035 | INCLUDES LATCHING HARDWARE | 1 | 220.1621 | Stocked Spare Part Product | YES | L2 | _E | _52 | 11 | 40 | SP
8019508 | 8019508 | 391.5381 | 293.6536 | Spare Parts | 0.75 | 0 | 639889875838 | WM DOOR 0600H0500W RAL7035 | INCLUDES LATCHING HARDWARE | 1 | 246.669 | Stocked Spare Part Product | YES | L2 | _E | _52 | 11 | 40 | SP
8019509 | 8019509 | 430.3674 | 322.7756 | Spare Parts | 0.75 | 12 | 639889875845 | WM DOOR 0600H0600W RAL7035 | INCLUDES LATCHING HARDWARE | 1 | 271.1315 | Stocked Spare Part Product | YES | L2 | _E | _52 | 11 | 40 | SP
8019510 | 8019510 | 485.7579 | 364.3184 | Spare Parts | 0.75 | 0 | 639889875852 | WM DOOR 0600H0760W RAL7035 | INCLUDES LATCHING HARDWARE | 1 | 306.0275 | Stocked Spare Part Product | YES | L2 | _E | _52 | 11 | 40 | SP
8019511 | 8019511 | 494.0385 | 370.5289 | Spare Parts | 0.75 | 13.999 | 639889875869 | WM DOOR LH 0600H0530W RAL7035 | INCLUDES LATCHING HARDWARE | 1 | 311.2443 | Stocked Spare Part Product | YES | L2 | _E | _52 | 11 | 40 | SP
8019512 | 8019512 | 442.1169 | 331.5877 | Spare Parts | 0.75 | 10 | 639889875876 | WM DOOR 0760H0500W RAL7035 | INCLUDES LATCHING HARDWARE | 1 | 278.5336 | Stocked Spare Part Product | YES | L2 | _E | _52 | 11 | 40 | SP
8019513 | 8019513 | 485.7579 | 364.3184 | Spare Parts | 0.75 | 0 | 639889875883 | WM DOOR 0760H0600W RAL7035 | INCLUDES LATCHING HARDWARE | 1 | 306.0275 | Stocked Spare Part Product | YES | L2 | _E | _52 | 11 | 40 | SP
8019514 | 8019514 | 547.9743 | 410.9807 | Spare Parts | 0.75 | 27 | 639889875890 | WM DOOR 0760H0760W RAL7035 | INCLUDES LATCHING HARDWARE | 1 | 345.2238 | Stocked Spare Part Product | YES | L2 | _E | _52 | 11 | 40 | SP
8019515 | 8019515 | 567.8925 | 425.9194 | Spare Parts | 0.75 | 0 | 639889875906 | WM DOOR LH 0760H0530W RAL7035 | INCLUDES LATCHING HARDWARE | 1 | 357.7723 | Non-Stocked Spare Part Product | NO | SP | _E | _52 | 11 | 40 | SP
8019516 | 8019516 | 609.9669 | 457.4752 | Spare Parts | 0.75 | 0 | 639889875913 | WM DOOR LH 0760H0600W RAL7035 | INCLUDES LATCHING HARDWARE | 1 | 384.2791 | Non-Stocked Spare Part Product | NO | SP | _E | _52 | 11 | 40 | SP
8019517 | 8019517 | 529.3989 | 397.0492 | Spare Parts | 0.75 | 0 | 639889875920 | WM DOOR 0900H0600W RAL7035 | INCLUDES LATCHING HARDWARE | 1 | 333.5213 | Stocked Spare Part Product | YES | L2 | _E | _52 | 11 | 40 | SP
8019518 | 8019518 | 598.2174 | 448.663 | Spare Parts | 0.75 | 58 | 639889875937 | WM DOOR 0900H0760W RAL7035 | INCLUDES LATCHING HARDWARE | 1 | 376.877 | Stocked Spare Part Product | YES | L2 | _E | _52 | 11 | 40 | SP
8019519 | 8019519 | 652.0413 | 489.031 | Spare Parts | 0.75 | 35 | 639889875944 | WM DOOR 0900H0900W RAL7035 | INCLUDES LATCHING HARDWARE | 1 | 410.786 | Stocked Spare Part Product | YES | L2 | _E | _52 | 11 | 40 | SP
8019520 | 8019520 | 626.7519 | 470.0639 | Spare Parts | 0.75 | 0 | 639889875951 | WM DOOR LH 0900H0530W RAL7035 | INCLUDES LATCHING HARDWARE | 1 | 394.8537 | Non-Stocked Spare Part Product | NO | SP | _E | _52 | 11 | 40 | SP
8019521 | 8019521 | 673.9737 | 505.4803 | Spare Parts | 0.75 | 0 | 639889875968 | WM DOOR LH 0900H0600W RAL7035 | INCLUDES LATCHING HARDWARE | 1 | 424.6034 | Non-Stocked Spare Part Product | NO | SP | _E | _52 | 11 | 40 | SP
8019522 | 8019522 | 766.4031 | 574.8023 | Spare Parts | 0.75 | 35 | 639889875975 | WM DOOR LH 0900H0750W RAL7035 | INCLUDES LATCHING HARDWARE | 1 | 482.834 | Stocked Spare Part Product | YES | L2 | _E | _52 | 11 | 40 | SP
8019523 | 8019523 | 650.3628 | 487.7721 | Spare Parts | 0.75 | 0 | 639889875982 | WM DOOR 1060H0760W RAL7035 | INCLUDES LATCHING HARDWARE | 1 | 409.7286 | Stocked Spare Part Product | YES | L2 | _E | _52 | 11 | 40 | SP
8019524 | 8019524 | 709.2222 | 531.9166 | Spare Parts | 0.75 | 50 | 639889875999 | WM DOOR 1050H0900W RAL7035 | INCLUDES LATCHING HARDWARE | 1 | 446.81 | Stocked Spare Part Product | YES | L2 | _E | _52 | 11 | 40 | SP
8019525 | 8019525 | 843.6141 | 632.7106 | Spare Parts | 0.75 | 0 | 639889876002 | WM DOOR LH 1060H0750W RAL7035 | INCLUDES LATCHING HARDWARE | 1 | 531.4769 | Non-Stocked Spare Part Product | NO | SP | _E | _52 | 11 | 40 | SP
8019526 | 8019526 | 756.2202 | 567.1652 | Spare Parts | 0.75 | 0 | 639889876019 | WM DOOR 1200H0900W RAL7035 | INCLUDES LATCHING HARDWARE | 1 | 476.4187 | Stocked Spare Part Product | YES | L2 | _E | _52 | 11 | 40 | SP
8019527 | 8019527 | 796.5042 | 597.3782 | Spare Parts | 0.75 | 0 | 639889876026 | WM DOOR LH 1200H0600W RAL7035 | INCLUDES LATCHING HARDWARE | 1 | 501.7976 | Stocked Spare Part Product | YES | L2 | _E | _52 | 11 | 40 | SP
8019528 | 8019528 | 850.3281 | 637.7461 | Spare Parts | 0.75 | 0 | 639889874619 | WM DOOR 1500H0900W RAL7035 | INCLUDES LATCHING HARDWARE | 1 | 535.7067 | Stocked Spare Part Product | YES | L2 | _E | _52 | 11 | 40 | SP
8019529 | 8019529 | 688.9683 | 516.7262 | Spare Parts | 0.75 | 3.699 | 639889874626 | WM DOOR 0300H0300W F/304_316SS | INCLUDES LATCHING HARDWARE | 1 | 434.05 | Stocked Spare Part Product | YES | L2 | _E | _52 | 11 | 40 | SP
8019530 | 8019530 | 626.7519 | 470.0639 | Spare Parts | 0.75 | 0 | 639889874633 | WM DOOR 0400H0300W F/304_316SS | INCLUDES LATCHING HARDWARE | 1 | 394.8537 | Stocked Spare Part Product | YES | L2 | _E | _52 | 11 | 40 | SP
8019531 | 8019531 | 727.5738 | 545.6803 | Spare Parts | 0.75 | 6.001 | 639889874640 | WM DOOR 0400H0400W F/304_316SS | INCLUDES LATCHING HARDWARE | 1 | 458.3715 | Stocked Spare Part Product | YES | L2 | _E | _52 | 11 | 40 | SP
8019532 | 8019532 | 818.4366 | 613.8274 | Spare Parts | 0.75 | 8 | 639889874657 | WM DOOR 0500H0400W F/304_316SS | INCLUDES LATCHING HARDWARE | 1 | 515.6151 | Stocked Spare Part Product | YES | L2 | _E | _52 | 11 | 40 | SP
8019533 | 8019533 | 915.9015 | 686.9261 | Spare Parts | 0.75 | 0 | 639889874664 | WM DOOR 0500H0500W F/304_316SS | INCLUDES LATCHING HARDWARE | 1 | 577.0179 | Stocked Spare Part Product | YES | L2 | _E | _52 | 11 | 40 | SP
8019534 | 8019534 | 897.438 | 673.0785 | Spare Parts | 0.75 | 7.701 | 639889874671 | WM DOOR 0600H0400W F/304_316SS | INCLUDES LATCHING HARDWARE | 1 | 565.3859 | Stocked Spare Part Product | YES | L2 | _E | _52 | 11 | 40 | SP
8019535 | 8019535 | 1008.219 | 756.1643 | Spare Parts | 0.75 | 12 | 639889874688 | WM DOOR 0600H0500W F/304_316SS | INCLUDES LATCHING HARDWARE | 1 | 635.178 | Stocked Spare Part Product | YES | L2 | _E | _52 | 11 | 40 | SP
8019536 | 8019536 | 1109.1528 | 831.8646 | Spare Parts | 0.75 | 0 | 639889874695 | WM DOOR 0600H0600W F/304_316SS | INCLUDES LATCHING HARDWARE | 1 | 698.7663 | Stocked Spare Part Product | YES | L2 | _E | _52 | 11 | 40 | SP
8019537 | 8019537 | 1256.9727 | 942.7295 | Spare Parts | 0.75 | 0 | 639889874701 | WM DOOR 0760H0600W F/304_316SS | INCLUDES LATCHING HARDWARE | 1 | 791.8928 | Stocked Spare Part Product | YES | L2 | _E | _52 | 11 | 40 | SP
8019538 | 8019538 | 1419.4515 | 1064.5886 | Spare Parts | 0.75 | 0 | 639889874718 | WM DOOR 0760H0760W F/304_316SS | INCLUDES LATCHING HARDWARE | 1 | 894.2544 | Stocked Spare Part Product | YES | L2 | _E | _52 | 11 | 40 | SP
8019539 | 8019539 | 1372.5654 | 1029.4241 | Spare Parts | 0.75 | 23 | 639889874725 | WM DOOR 0900H0600W F/304_316SS | INCLUDES LATCHING HARDWARE | 1 | 864.7162 | Non-Stocked Spare Part Product | NO | SP | _E | _52 | 11 | 40 | SP
8019540 | 8019540 | 1552.2768 | 1164.2076 | Spare Parts | 0.75 | 0 | 639889874732 | WM DOOR 0900H0760W F/304_316SS | INCLUDES LATCHING HARDWARE | 1 | 977.9344 | Stocked Spare Part Product | YES | L2 | _E | _52 | 11 | 40 | SP
8019541 | 8019541 | 1691.928 | 1268.946 | Spare Parts | 0.75 | 37.998 | 639889874749 | WM DOOR 0900H0900W F/304_316SS | INCLUDES LATCHING HARDWARE | 1 | 1065.9146 | Stocked Spare Part Product | YES | L2 | _E | _52 | 11 | 40 | SP
8019542 | 8019542 | 1844.8953 | 1383.6715 | Spare Parts | 0.75 | 0 | 639889874756 | WM DOOR 1060H0900W F/304_316SS | INCLUDES LATCHING HARDWARE | 1 | 1162.284 | Stocked Spare Part Product | YES | L2 | _E | _52 | 11 | 40 | SP
8019543 | 8019543 | 1965.6354 | 1474.2265 | Spare Parts | 0.75 | 47.998 | 639889874763 | WM DOOR 1200H0900W F/304_316SS | INCLUDES LATCHING HARDWARE | 1 | 1238.3503 | Stocked Spare Part Product | YES | L2 | _E | _52 | 11 | 40 | SP
8019544 | 8019544 | 2209.6893 | 1657.267 | Spare Parts | 0.75 | 0 | 639889874770 | WM DOOR 1500H0900W F/304_316SS | INCLUDES LATCHING HARDWARE | 1 | 1392.1043 | Stocked Spare Part Product | YES | L2 | _E | _52 | 11 | 40 | SP
8019545 | 8019545 | 494.0385 | 370.5289 | Spare Parts | 0.75 | 0 | 639889874787 | WM DOOR RH 0600H0530W RAL7035 | INCLUDES LATCHING HARDWARE | 1 | 311.2443 | Stocked Spare Part Product | YES | L2 | _E | _52 | 11 | 40 | SP
8019546 | 8019546 | 567.8925 | 425.9194 | Spare Parts | 0.75 | 0 | 639889874794 | WM DOOR RH 0760H0530W RAL7035 | INCLUDES LATCHING HARDWARE | 1 | 357.7723 | Non-Stocked Spare Part Product | NO | SP | _E | _52 | 11 | 40 | SP
8019547 | 8019547 | 609.9669 | 457.4752 | Spare Parts | 0.75 | 0 | 639889874800 | WM DOOR RH 0760H0600W RAL7035 | INCLUDES LATCHING HARDWARE | 1 | 384.2791 | Non-Stocked Spare Part Product | NO | SP | _E | _52 | 11 | 40 | SP
8019548 | 8019548 | 626.7519 | 470.0639 | Spare Parts | 0.75 | 0 | 639889874817 | WM DOOR RH 0900H0530W RAL7035 | INCLUDES LATCHING HARDWARE | 1 | 394.8537 | Non-Stocked Spare Part Product | NO | SP | _E | _52 | 11 | 40 | SP
8019549 | 8019549 | 673.9737 | 505.4803 | Spare Parts | 0.75 | 0 | 639889874824 | WM DOOR RH 0900H0600W RAL7035 | INCLUDES LATCHING HARDWARE | 1 | 424.6034 | Non-Stocked Spare Part Product | NO | SP | _E | _52 | 11 | 40 | SP
8019550 | 8019550 | 766.4031 | 574.8023 | Spare Parts | 0.75 | 0 | 639889874831 | WM DOOR RH 0900H0750W RAL7035 | INCLUDES LATCHING HARDWARE | 1 | 482.834 | Stocked Spare Part Product | YES | L2 | _E | _52 | 11 | 40 | SP
8019551 | 8019551 | 843.6141 | 632.7106 | Spare Parts | 0.75 | 0 | 639889874848 | WM DOOR RH 1060H0750W RAL7035 | INCLUDES LATCHING HARDWARE | 1 | 531.4769 | Non-Stocked Spare Part Product | NO | SP | _E | _52 | 11 | 40 | SP
8019552 | 8019552 | 796.5042 | 597.3782 | Spare Parts | 0.75 | 69.998 | 639889874855 | WM DOOR RH 1200H0600W RAL7035 | INCLUDES LATCHING HARDWARE | 1 | 501.7976 | Stocked Spare Part Product | YES | L2 | _E | _52 | 11 | 40 | SP
8019553 | 8019553 | 1109.1528 | 831.8646 | Spare Parts | 0.75 | 15.591 | 639889897847 | WM DOOR 0600H0500W 3PT F/304_316SS | INCLUDES LATCHING HARDWARE | 1 | 698.7663 | Non-Stocked Spare Part Product | NO | SP | _E | _52 | 11 | 40 | SP
8019554 | 8019554 | 1219.9338 | 914.9504 | Spare Parts | 0.75 | 18.71 | 639889897854 | WM DOOR 0600H0600W 3PT F/304_316SS | INCLUDES LATCHING HARDWARE | 1 | 768.5583 | Non-Stocked Spare Part Product | NO | SP | _E | _52 | 11 | 40 | SP
8019555 | 8019555 | 1383.3078 | 1037.4808 | Spare Parts | 0.75 | 22.079 | 639889897861 | WM DOOR 0760H0600W 3PT F/304_316SS | INCLUDES LATCHING HARDWARE | 1 | 871.4839 | Non-Stocked Spare Part Product | NO | SP | _E | _52 | 11 | 40 | SP
8019556 | 8019556 | 1563.1311 | 1172.3483 | Spare Parts | 0.75 | 26.759 | 639889897878 | WM DOOR 0760H0760W 3PT F/304_316SS | INCLUDES LATCHING HARDWARE | 1 | 984.7726 | Non-Stocked Spare Part Product | NO | SP | _E | _52 | 11 | 40 | SP
8019557 | 8019557 | 1511.9928 | 1133.9946 | Spare Parts | 0.75 | 24.709 | 639889897885 | WM DOOR 0900H0600W 3PT F/304_316SS | INCLUDES LATCHING HARDWARE | 1 | 952.5555 | Non-Stocked Spare Part Product | NO | SP | _E | _52 | 11 | 40 | SP
8019558 | 8019558 | 1706.6988 | 1280.0241 | Spare Parts | 0.75 | 31.03 | 639889897892 | WM DOOR 0900H0760W 3PT F/304_316SS | INCLUDES LATCHING HARDWARE | 1 | 1075.2202 | Non-Stocked Spare Part Product | NO | SP | _E | _52 | 11 | 40 | SP
8019559 | 8019559 | 1863.5826 | 1397.687 | Spare Parts | 0.75 | 36.55 | 639889897908 | WM DOOR 0900H0900W 3PT F/304_316SS | INCLUDES LATCHING HARDWARE | 1 | 1174.057 | Non-Stocked Spare Part Product | NO | SP | _E | _52 | 11 | 40 | SP
8019560 | WMMP3026XC | 258.3771 | 193.7828 | Spare Parts | 0.75 | 24.01 | 639889896420 | WMMP3026XC | 3.0MM MOUNTING PANEL FOR WM FMD | 1 | 162.7776 | Non-Stocked Spare Part Product | NO | SP | _E | _52 | 11 | 40 | SP
8019561 | WMMP3632XC | 305.9346 | 229.4509 | Spare Parts | 0.75 | 36.77 | 639889896437 | WMMP3632XC | 3.0MM MOUNTING PANEL FOR WM FMD | 1 | 192.7388 | Non-Stocked Spare Part Product | NO | SP | _E | _52 | 11 | 40 | SP
8019562 | WMMP4232XC | 354.723 | 266.0423 | Spare Parts | 0.75 | 44.669 | 639889896444 | WMMP4232XC | 3.0MM MOUNTING PANEL FOR WM FMD | 1 | 223.4755 | Non-Stocked Spare Part Product | NO | SP | _E | _52 | 11 | 40 | SP
8019563 | WMMP4238XC | 425.3319 | 318.9989 | Spare Parts | 0.75 | 52.989 | 639889896451 | WMMP4238XC | 3.0MM MOUNTING PANEL FOR WM FMD | 1 | 267.9591 | Non-Stocked Spare Part Product | NO | SP | _E | _52 | 11 | 40 | SP
8019564 | WMMP4838XC | 457.1115 | 342.8336 | Spare Parts | 0.75 | 62.729 | 639889896468 | WMMP4838XC | 3.0MM MOUNTING PANEL FOR WM FMD | 1 | 287.9802 | Non-Stocked Spare Part Product | NO | SP | _E | _52 | 11 | 40 | SP
8019565 | WMMP6038XC | 552.8979 | 414.6734 | Spare Parts | 0.75 | 75.489 | 639889896475 | WMMP6038XC | 3.0MM MOUNTING PANEL FOR WM FMD | 1 | 348.3257 | Non-Stocked Spare Part Product | NO | SP | _E | _52 | 11 | 40 | SP
8025500 | 8025500 | 3007.6482 | 1804.5889 | Industrial Advanced | 0.6 | 348.995 | 639889007512 | 2200H1000W0500D TS SGL TXT |  | 1 | 1894.8184 | Catalog Stocked Product | YES | LS | _A | _03 | 21 | 70 | 14
8026500 | 8026500 | 3069.1932 | 1841.5159 | Industrial Advanced | 0.6 | 308.642 | 639889379657 | 2200H1000W0600D TS SGL TXT | RAL7035 | 1 | 1933.5917 | Catalog Stocked Product | YES | LS | _A | _03 | 21 | 70 | 14
8026510 | 8026510 | 2460.5691 | 1476.3415 | Industrial Advanced | 0.6 | 345 | 639889895423 | 2200H1000W0600D TS SGL TXT | LESS MPL, RAL7035 | 1 | 1550.1585 | Catalog Non-Stocked Product | NO | LN | _A | _03 | 21 | 20 | 14
8026548 | 8026548 | 3118.9887 | 1871.3932 | Industrial Advanced | 0.6 | 364.993 | 639889851740 | 2200H1000W0600D TS TYPE 3R |  | 1 | 1964.9629 | Catalog Non-Stocked Product | NO | LN | _A | _03 | 21 | 70 | 14
8028500 | 8028500 | 3146.4042 | 1887.8425 | Industrial Advanced | 0.6 | 405.203 | 639889810693 | 2200H1000W0800D TS SGL TXT | RAL 7035 | 1 | 1982.2346 | Catalog Stocked Product | YES | LS | _A | _03 | 21 | 50 | 14
8080000 | 8080000 | 2933.1228 | 1759.8737 | Industrial Advanced | 0.6 | 304.453 | 639889903364 | 1800H1000W0400D VX25 DBL TXT | WHD: 1000x1800x400 mm | 1 | 1847.8674 | Catalog Stocked Product | YES | L8 | _A | _03 | 25 | 10 | 14
8080010 | 8080010 | 2375.4132 | 1425.2479 | Industrial Advanced | 0.6 | 234.788 | 639889922846 | 1800H1000W0400D VX25 DBL TXT LESS MPL |  | 1 | 1496.5103 | Catalog Non-Stocked Product | NO | LN | _A | _03 | 25 | 20 | 14
8080500 | 8080500 | 2933.1228 | 1759.8737 | Industrial Advanced | 0.6 | 308.642 | 639889379664 | 1800H1000W0400D TS DBL TXT | RAL7035 | 1 | 1847.8674 | Catalog Stocked Product | YES | LS | _A | _03 | 21 | 50 | 14
8084000 | 8084000 | 2553.4461 | 1532.0677 | Industrial Advanced | 0.6 | 292.769 | 639889903371 | 1800H1000W0400D VX25 SGL TXT | WHD: 1000x1800x400 mm | 1 | 1608.671 | Catalog Stocked Product | YES | L8 | _A | _03 | 25 | 10 | 14
8084010 | 8084010 | 2171.3076 | 1302.7846 | Industrial Advanced | 0.6 | 234.788 | 639889922853 | 1800H1000W0400D VX25 SGL TXT LESS MPL |  | 1 | 1367.9238 | Catalog Non-Stocked Product | NO | LN | _A | _03 | 25 | 20 | 14
8084500 | 8084500 | 2553.4461 | 1532.0677 | Industrial Advanced | 0.6 | 300.705 | 639889379671 | 1800H1000W0400D TS SGL TXT | RAL7035 | 1 | 1608.671 | Catalog Stocked Product | YES | LS | _A | _03 | 21 | 50 | 14
8085500 | 8085500 | 2874.2634 | 1724.558 | Industrial Advanced | 0.6 | 344.993 | 639889810716 | 1800H1000W0500D TS SGL TXT | W/GALV. MPL | 1 | 1810.7859 | Catalog Stocked Product | YES | LS | _A | _03 | 21 | 70 | 14
8100235 | 8100235 | 828.06 | 496.836 | Industrial Advanced | 0.6 | 52.91 | 639889367258 | 2000H1000D SIDEWALLS TS PAIR | RAL7035 | 2 | 521.6778 | Catalog Stocked Product | YES | LS | _A | _10 | 82 | 10 | 14
8100245 | 8100245 | 700.2702 | 595.2297 | IT Advanced | 0.85 | 51.808 | 639889931084 | SINGLE SIDEWALLS 2000H 1000D VX IT 7035 |  | 2 | 525.2026 | Catalog Non-Stocked Product | NO | LN | _A | _10 | 82 | 10 | 24
8100700 | 8100700 | 863.6442 | 518.1865 | Industrial Advanced | 0.6 | 4.619 | 639889905917 | VX CASTORS W-BRAKE | 2 each with/without lock | 4 | 544.0958 | Catalog Stocked Product | YES | LS | _A | _10 | 81 | 10 | 14
8100710 | 8100710 | 161.9193 | 97.1516 | Industrial Advanced | 0.6 | 0.408 | 639889905931 | VX25 BASE-PLINTH LEVELING FEET | FOR 100MM BASE | 4 | 102.0092 | Catalog Stocked Product | YES | LS | _A | _10 | 81 | 10 | 14
8100711 | 8100711 | 208.134 | 124.8804 | Industrial Advanced | 0.6 | 0.919 | 639889905948 | VX25 BASE-PLINTH LEVELING FEET | FOR 200MM BASE | 4 | 131.1244 | Catalog Stocked Product | YES | L8 | _A | _10 | 81 | 10 | 14
8100730 | 8100730 | 240.8088 | 144.4853 | Industrial Advanced | 0.6 | 1.102 | 639889905733 | VX PUNCHED SECTION 23X89MM S-S | FOR W/D 400MM | 2 | 151.7095 | Catalog Stocked Product | YES | L8 | _A | _10 | 85 | 1E | 14
8100731 | 8100731 | 290.2686 | 174.1612 | Industrial Advanced | 0.6 | 1.411 | 639889905740 | VX PUNCHED SECTION 23X89MM S-S | FOR W/D 500MM | 2 | 182.8692 | Catalog Stocked Product | YES | L8 | _A | _10 | 85 | 1E | 14
8100732 | 8100732 | 356.8491 | 214.1095 | Industrial Advanced | 0.6 | 1.662 | 639889905757 | VX PUNCHED SECTION 23X89MM S-S | FOR W/D 600MM | 2 | 224.8149 | Catalog Stocked Product | YES | L8 | _A | _10 | 85 | 1E | 14
8100733 | 8100733 | 477.9249 | 286.7549 | Industrial Advanced | 0.6 | 2.271 | 639889905764 | VX PUNCHED SECTION 23X89MM S-S | FOR W/D 800MM | 2 | 301.0927 | Catalog Stocked Product | YES | L8 | _A | _10 | 85 | 1E | 14
8100740 | 8100740 | 250.0965 | 150.0579 | Industrial Advanced | 0.6 | 1.162 | 639889916753 | VX PUNCHED SECTION 23x64MM F-400MM |  | 2 | 157.5608 | Catalog Non-Stocked Product | NO | LN | _A | _10 | 85 | 10 | 14
8100741 | 8100741 | 278.9667 | 167.38 | Industrial Advanced | 0.6 | 1.389 | 639889916760 | VX PUNCHED SECTION 23x64MM F-500MM |  | 2 | 175.749 | Catalog Non-Stocked Product | NO | LN | _A | _10 | 85 | 10 | 14
8100742 | 8100742 | 315.2223 | 189.1334 | Industrial Advanced | 0.6 | 1.587 | 639889916777 | VX PUNCHED SECTION 23x64MM F-600MM | WITHOUT MOUNTING FLANGE | 2 | 198.59 | Catalog Non-Stocked Product | NO | LN | _A | _10 | 85 | 10 | 14
8100743 | 8100743 | 375.8721 | 225.5233 | Industrial Advanced | 0.6 | 2.116 | 639889916784 | VX PUNCHED SECTION 23x64MM F-800MM |  | 2 | 236.7994 | Catalog Non-Stocked Product | NO | LN | _A | _10 | 85 | 10 | 14
8100770 | 8100770 | 119.1735 | 71.5041 | Industrial Advanced | 0.6 | 0.754 | 639889906037 | VX PLINTH ADAPTOR F-FEET_CASTERS | for twin castors and levelling feet | 4 | 75.0793 | Catalog Stocked Product | YES | LS | _A | _10 | 81 | 10 | 14
8100771 | 8100771 | 262.0698 | 157.2419 | Industrial Advanced | 0.6 | 0.743 | 639889906044 | VX PLINTH SS ADAPTOR F-FEET_CASTERS | for twin castors and levelling feet, stainless steel | 4 | 165.104 | Catalog Non-Stocked Product | NO | LN | _A | _10 | 81 | 1E | 14
8100780 | 8100780 | 498.0669 | 298.8401 | Industrial Advanced | 0.6 | 0.514 | 639889906051 | VX S-S LEVELING FEET FOR M12 | 0 | 4 | 313.7821 | Catalog Non-Stocked Product | NO | LN | _A | _10 | 81 | 1E | 14
8104235 | 8104235 | 559.1643 | 335.4986 | Industrial Advanced | 0.6 | 22.046 | 639889367265 | 2000H0400D TS SIDEWALLS PAIR | RAL 7035 | 2 | 352.2735 | Catalog Stocked Product | YES | LS | _A | _10 | 82 | 50 | 14
8104245 | 8104245 | 531.1893 | 318.7136 | Industrial Advanced | 0.6 | 21.384 | 639889904729 | 2000H0400D VX SIDEWALLS PAIR | for HD: 2000x400 mm | 2 | 334.6493 | Catalog Non-Stocked Product | NO | LN | _A | _10 | 82 | 10 | 14
8105235 | 8105235 | 569.0115 | 341.4069 | Industrial Advanced | 0.6 | 26.675 | 639889367272 | 2000H0500D TS SIDEWALLS PAIR | RAL 7035 | 2 | 358.4772 | Catalog Stocked Product | YES | LS | _A | _10 | 82 | 50 | 14
8105245 | 8105245 | 540.5889 | 324.3533 | Industrial Advanced | 0.6 | 26.675 | 639889904736 | 2000H0500D VX SIDEWALLS PAIR | for HD: 2000x500 mm | 2 | 340.571 | Catalog Stocked Product | YES | LS | _A | _10 | 82 | 10 | 14
8106235 | 8106235 | 615.5619 | 369.3371 | Industrial Advanced | 0.6 | 32.187 | 639889346369 | 2000H0600D TS SIDEWALLS PAIR | RAL 7035 | 2 | 387.804 | Catalog Stocked Product | YES | LS | _A | _10 | 82 | 10 | 14
8106245 | 8106245 | 584.7894 | 350.8736 | Industrial Advanced | 0.6 | 32.518 | 639889904743 | 2000H0600D VX SIDEWALLS PAIR | for HD: 2000x600 mm | 2 | 368.4173 | Catalog Stocked Product | YES | LS | _A | _10 | 82 | 10 | 14
8106260 | 8106260 | 230.1783 | 138.107 | Industrial Advanced | 0.6 | 0.273 | 639889904897 | VX 25 HINGES FOR SIDEWALL | screw-fastened, RAL 7035 | 6 | 145.0123 | Catalog Non-Stocked Product | NO | LN | _A | _10 | 82 | 10 | 14
8106504 | 8106504 | 1229.4453 | 737.6672 | Industrial Advanced | 0.6 | 13.269 | 639889379701 | 2000H0600D TS SUITING KIT | TYPE 4 RAL 7035 | 1 | 774.5505 | Catalog Stocked Product | YES | LS | _A | _10 | 82 | 60 | 14
8106750 | 8106750 | 1239.4044 | 743.6426 | Industrial Advanced | 0.6 | 32.187 | 639889877993 | 2000H0600D TS SIDEWALLS EMC | PAIR RAL7035 | 2 | 780.8248 | Catalog Stocked Product | YES | LS | _A | _10 | 82 | 10 | 14
8106760 | 8106760 | 1304.8659 | 782.9195 | Industrial Advanced | 0.6 | 31.746 | 639889916883 | 2000H0600D VX SIDEWALLS EMC | PAIR RAL7035 | 2 | 822.0655 | Catalog Non-Stocked Product | NO | LN | _A | _10 | 82 | 10 | 14
8108235 | 8108235 | 700.1583 | 420.095 | Industrial Advanced | 0.6 | 43.871 | 639889346383 | 2000H0800D TS SIDEWALLS PAIR | RAL 7035 | 2 | 441.0997 | Catalog Stocked Product | YES | LS | _A | _10 | 82 | 10 | 14
8108245 | 8108245 | 665.1336 | 399.0802 | Industrial Advanced | 0.6 | 42.989 | 639889904750 | 2000H0800D VX SIDEWALLS PAIR | for HD: 2000x800 mm | 2 | 419.0342 | Catalog Stocked Product | YES | LS | _A | _10 | 82 | 10 | 14
8108750 | 8108750 | 846.0759 | 507.6455 | Industrial Advanced | 0.6 | 42.549 | 639889878006 | 2000H0800D TS SIDEWALLS EMC | PAIR RAL7035 | 2 | 533.0278 | Catalog Non-Stocked Product | NO | LN | _A | _10 | 82 | 10 | 14
8108760 | 8108760 | 1488.0462 | 892.8277 | Industrial Advanced | 0.6 | 42.769 | 639889916890 | 2000H0800D VX SIDEWALLS EMC | PAIR RAL7035 | 2 | 937.4691 | Catalog Non-Stocked Product | NO | LN | _A | _10 | 82 | 10 | 14
8109235 | 8109235 | 766.515 | 459.909 | Industrial Advanced | 0.6 | 51.587 | 639889367289 | 2000H0900D TS SIDEWALL PAIR | RAL 7035 | 2 | 482.9044 | Catalog Non-Stocked Product | NO | LN | _A | _10 | 82 | 50 | 14
8115235 | 8115235 | 514.4043 | 308.6426 | Industrial Advanced | 0.6 | 16.534 | 639889870413 | 1200H0500D TS SIDEWALLS PAIR | RAL7035 | 2 | 324.0747 | Catalog Stocked Product | YES | LS | _A | _10 | 82 | 50 | 14
8115245 | 8115245 | 488.6673 | 293.2004 | Industrial Advanced | 0.6 | 16.534 | 639889904767 | 1200H0500D VX SIDEWALLS PAIR | for HD: 1200x500 mm | 2 | 307.8604 | Catalog Non-Stocked Product | NO | LN | _A | _10 | 82 | 10 | 14
8126235 | 8126235 | 667.0359 | 400.2215 | Industrial Advanced | 0.6 | 35.273 | 639889367296 | 2200H0600D TS SIDEWALLS PAIR | RAL 7035 | 2 | 420.2326 | Catalog Stocked Product | YES | LS | _A | _10 | 82 | 10 | 14
8126245 | 8126245 | 633.6897 | 380.2138 | Industrial Advanced | 0.6 | 35.935 | 639889904774 | 2200H0600D VX SIDEWALLS PAIR | for HD: 2200x600 mm | 2 | 399.2245 | Catalog Non-Stocked Product | NO | LN | _A | _10 | 82 | 10 | 14
8128235 | 8128235 | 778.1526 | 466.8916 | Industrial Advanced | 0.6 | 48.501 | 639889367302 | 2200H0800D TS SIDEWALL PAIR | RAL 7035 | 2 | 490.2361 | Catalog Stocked Product | YES | LS | _A | _10 | 82 | 10 | 14
8128245 | 8128245 | 739.2114 | 443.5268 | Industrial Advanced | 0.6 | 46.737 | 639889904781 | 2200H0800D VX SIDEWALLS PAIR | for HD: 2200x800 mm | 2 | 465.7032 | Catalog Stocked Product | YES | L8 | _A | _10 | 82 | 10 | 14
8129235 | 8129235 | 857.8254 | 514.6952 | Industrial Advanced | 0.6 | 56.217 | 639889367319 | 2200H0900D TS SIDEWALL PAIR | RAL 7035 | 2 | 540.43 | Catalog Non-Stocked Product | NO | LN | _A | _10 | 82 | 50 | 14
8145235 | 8145235 | 526.0419 | 315.6251 | Industrial Advanced | 0.6 | 21.164 | 639889358454 | 1400H0500D TS SIDEWALLS PAIR | RAL 7035 | 2 | 331.4064 | Catalog Stocked Product | YES | LS | _A | _10 | 82 | 50 | 14
8145245 | 8145245 | 499.6335 | 299.7801 | Industrial Advanced | 0.6 | 18.959 | 639889904798 | 1400H0500D VX SIDEWALLS PAIR | for HD: 1400x500 mm | 2 | 314.7691 | Catalog Non-Stocked Product | NO | LN | _A | _10 | 82 | 10 | 14
8146235 | 8146235 | 577.2921 | 346.3753 | Industrial Advanced | 0.6 | 22.928 | 639889007130 | 1400H0600D TS SIDEWALL RAL7035 | (PAIR) | 2 | 363.694 | Catalog Non-Stocked Product | NO | LN | _A | _10 | 82 | 10 | 14
8148235 | 8148235 | 643.8726 | 386.3236 | Industrial Advanced | 0.6 | 30.644 | 639889007123 | 1400H0800D TS SIDEWALL RAL7035 | (PAIR) | 2 | 405.6397 | Catalog Non-Stocked Product | NO | LN | _A | _10 | 82 | 50 | 14
8165235 | 8165235 | 519.4398 | 311.6639 | Industrial Advanced | 0.6 | 21.825 | 639889005419 | 1600H0500D TS SIDEWALLS PAIR | RAL7035 | 2 | 327.2471 | Catalog Stocked Product | YES | LS | _A | _10 | 82 | 50 | 14
8165245 | 8165245 | 493.3671 | 296.0203 | Industrial Advanced | 0.6 | 21.384 | 639889904804 | 1600H0500D VX SIDEWALLS PAIR | for HD: 1600x500 mm | 2 | 310.8213 | Catalog Non-Stocked Product | NO | LN | _A | _10 | 82 | 10 | 14
8166235 | 8166235 | 577.2921 | 346.3753 | Industrial Advanced | 0.6 | 24.912 | 639889367326 | 1600H0600D TS SIDEWALLS PAIR | RAL7035 | 2 | 363.694 | Catalog Non-Stocked Product | NO | LN | _A | _10 | 82 | 10 | 14
8166245 | 8166245 | 548.6457 | 329.1874 | Industrial Advanced | 0.6 | 25.573 | 639889904811 | 1600H0600D VX SIDEWALLS PAIR | for HD: 1600x600 mm | 2 | 345.6468 | Catalog Non-Stocked Product | NO | LN | _A | _10 | 82 | 10 | 14
8168235 | 8168235 | 686.8422 | 412.1053 | Industrial Advanced | 0.6 | 34.171 | 639889367333 | 1600H0800W TS SIDEWALLS PAIR | RAL7035 | 2 | 432.7106 | Catalog Non-Stocked Product | NO | LN | _A | _10 | 82 | 10 | 14
8168245 | 8168245 | 652.4889 | 391.4933 | Industrial Advanced | 0.6 | 33.951 | 639889904828 | 1600H0800D VX SIDEWALLS PAIR | for HD: 1600x800 mm | 2 | 411.068 | Catalog Stocked Product | YES | L8 | _A | _10 | 82 | 10 | 14
8170235 | 8170235 | 514.4043 | 308.6426 | Industrial Advanced | 0.6 | 20.062 | 639889367340 | 1200H0600D TS SIDEWALL PAIR | RAL 7035 | 2 | 324.0747 | Catalog Non-Stocked Product | NO | LN | _A | _10 | 82 | 10 | 14
8173235 | 8173235 | 479.6034 | 287.762 | Industrial Advanced | 0.6 | 13.668 | 639889007178 | 0800H0600D TS SIDEWALL RAL7035 | (PAIR) | 2 | 302.1501 | Catalog Non-Stocked Product | NO | LN | _A | _10 | 82 | 10 | 14
8174235 | 8174235 | 494.4861 | 296.6917 | Industrial Advanced | 0.6 | 16.534 | 639889007161 | 1000H0600D TS SIDEWALL RAL7035 | (PAIR) | 2 | 311.5262 | Catalog Non-Stocked Product | NO | LN | _A | _10 | 82 | 50 | 14
8175235 | 8175235 | 617.1285 | 370.2771 | Industrial Advanced | 0.6 | 11.9 | 639889372337 | 1200H0800D TS SIDEWALLS | RAL 7035 | 2 | 388.791 | Catalog Non-Stocked Product | NO | LN | _A | _10 | 82 | 10 | 14
8176235 | 8176235 | 683.5971 | 410.1583 | Industrial Advanced | 0.6 | 32.407 | 639889372344 | 1200H1000D TS SIDE WALLS | RAL 7035 | 2 | 430.6662 | Catalog Non-Stocked Product | NO | LN | _A | _10 | 82 | 10 | 14
8180235 | 8180235 | 817.989 | 490.7934 | Industrial Advanced | 0.6 | 48.06 | 639889367357 | 1800H1000D TS SIDEWALL PAIR | RAL 7035 | 2 | 515.3331 | Catalog Non-Stocked Product | NO | LN | _A | _10 | 82 | 50 | 14
8184235 | 8184235 | 519.4398 | 311.6639 | Industrial Advanced | 0.6 | 19.621 | 639889367364 | 1800H0400D TS SIDEWALLS PAIR | RAL7035 | 2 | 327.2471 | Catalog Stocked Product | YES | LS | _A | _10 | 82 | 50 | 14
8184245 | 8184245 | 493.3671 | 296.0203 | Industrial Advanced | 0.6 | 19.621 | 639889904835 | 1800H0400D VX SIDEWALLS PAIR | for HD: 1800x400 mm | 2 | 310.8213 | Catalog Non-Stocked Product | NO | LN | _A | _10 | 82 | 10 | 14
8185235 | 8185235 | 534.3225 | 320.5935 | Industrial Advanced | 0.6 | 24.581 | 639889367371 | 1800H0500D SIDEWALLS TS PAIR | RAL 7035 | 2 | 336.6232 | Catalog Stocked Product | YES | LS | _A | _10 | 82 | 50 | 14
8185245 | 8185245 | 507.5784 | 304.547 | Industrial Advanced | 0.6 | 24.25 | 639889904842 | 1800H0500D VX SIDEWALLS PAIR | for HD: 1800x500 mm | 2 | 319.7744 | Catalog Non-Stocked Product | NO | LN | _A | _10 | 82 | 10 | 14
8186235 | 8186235 | 583.8942 | 350.3365 | Industrial Advanced | 0.6 | 29.321 | 639889367388 | 1800H0600D SIDEWALLS TS PAIR | RAL7035 | 2 | 367.8533 | Catalog Stocked Product | YES | LS | _A | _10 | 82 | 10 | 14
8186245 | 8186245 | 554.8002 | 332.8801 | Industrial Advanced | 0.6 | 28.88 | 639889904859 | 1800H0600D VX SIDEWALLS PAIR | for HD: 1800x600 mm | 2 | 349.5241 | Catalog Non-Stocked Product | NO | LN | _A | _10 | 82 | 10 | 14
8188235 | 8188235 | 680.2401 | 408.1441 | Industrial Advanced | 0.6 | 39.683 | 639889367395 | 1800H0800D TS SIDEWALL PAIR | RAL 7035 | 2 | 428.5513 | Catalog Stocked Product | YES | LS | _A | _10 | 82 | 10 | 14
8204000 | 8204000 | 3467.1096 | 2080.2658 | Industrial Advanced | 0.6 | 403.88 | 639889903388 | 2000H1200W0400D VX25 DBL TXT | WHD: 1200x2000x400 mm | 1 | 2184.279 | Catalog Stocked Product | YES | L8 | _A | _03 | 25 | 10 | 14
8204010 | 8204010 | 2947.446 | 1768.4676 | Industrial Advanced | 0.6 | 295.414 | 639889922860 | 2000H1200W0400D VX25 DBL TXT LESS MPL |  | 1 | 1856.891 | Catalog Non-Stocked Product | NO | LN | _A | _03 | 25 | 20 | 14
8204500 | 8204500 | 3467.1096 | 2080.2658 | Industrial Advanced | 0.6 | 406.746 | 639889379824 | 2000H1200W0400D TS DBL TXT | RAL7035 | 1 | 2184.279 | Catalog Stocked Product | YES | LS | _A | _03 | 21 | 50 | 14
8205000 | 8205000 | 3527.3118 | 2116.3871 | Industrial Advanced | 0.6 | 411.817 | 639889903395 | 2000H1200W0500D VX25 DBL TXT | WHD: 1200x2000x500 mm | 1 | 2222.2064 | Catalog Non-Stocked Product | NO | LN | _A | _03 | 25 | 10 | 14
8205010 | 8205010 | 2998.5843 | 1799.1506 | Industrial Advanced | 0.6 | 299.824 | 639889922877 | 2000H1200W0500D VX25 DBL TXT LESS MPL |  | 1 | 1889.1081 | Catalog Non-Stocked Product | NO | LN | _A | _03 | 25 | 20 | 14
8205500 | 8205500 | 3527.3118 | 2116.3871 | Industrial Advanced | 0.6 | 420.194 | 639889379831 | 2000H1200W0500D TS DBL TXT | RAL7035 | 1 | 2222.2064 | Catalog Stocked Product | YES | LS | _A | _03 | 21 | 50 | 14
8206000 | 8206000 | 3539.0613 | 2123.4368 | Industrial Advanced | 0.6 | 421.076 | 639889903401 | 2000H1200W0600D VX25 DBL TXT | WHD: 1200x2000x600 mm | 1 | 2229.6086 | Catalog Stocked Product | YES | LS | _A | _03 | 25 | 10 | 14
8206010 | 8206010 | 3007.6482 | 1804.5889 | Industrial Advanced | 0.6 | 309.744 | 639889922884 | 2000H1200W0600D VX25 DBL TXT LESS MPL |  | 1 | 1894.8184 | Catalog Non-Stocked Product | NO | LN | _A | _03 | 25 | 20 | 14
8206500 | 8206500 | 3539.0613 | 2123.4368 | Industrial Advanced | 0.6 | 429.012 | 639889379848 | 2000H1200W0600D TS DBL TXT | RAL7035 | 1 | 2229.6086 | Catalog Stocked Product | YES | LS | _A | _03 | 21 | 50 | 14
8208000 | 8208000 | 3745.8525 | 2247.5115 | Industrial Advanced | 0.6 | 442.681 | 639889903418 | 2000H1200W0800D VX25 DBL TXT | WHD: 1200x2000x800 mm | 1 | 2359.8871 | Catalog Stocked Product | YES | L8 | _A | _03 | 25 | 10 | 14
8208010 | 8208010 | 3183.1074 | 1909.8644 | Industrial Advanced | 0.6 | 325.838 | 639889922891 | 2000H1200W0800D VX25 DBL TXT LESS MPL |  | 1 | 2005.3577 | Catalog Non-Stocked Product | NO | LN | _A | _03 | 25 | 20 | 14
8208500 | 8208500 | 3745.8525 | 2247.5115 | Industrial Advanced | 0.6 | 447.531 | 639889379855 | 2000H1200W0800D TS DBL TXT | RAL7035 | 1 | 2359.8871 | Catalog Stocked Product | YES | LS | _A | _03 | 21 | 50 | 14
8208510 | 8208510 | 2823.1251 | 1693.8751 | Industrial Advanced | 0.6 | 326.279 | 639889908000 | 2000H1200W0800D TS DBL TXT | LESS MPL | 1 | 1778.5688 | Catalog Non-Stocked Product | NO | LN | _A | _03 | 21 | 60 | 14
8208521 | 8208521 | 4832.1777 | 2899.3066 | Industrial Advanced | 0.6 | 606.812 | 639889880634 | 2000H1200W0800D TS DBL TXT | W/ 2 MPL'S & DOORS F/R | 1 | 3044.272 | Catalog Stocked Product | YES | LS | _A | _03 | 21 | 60 | 14
8215000 | 8215000 | 2721.0723 | 1632.6434 | Industrial Advanced | 0.6 | 277.337 | 639889903425 | 1200H1200W0500D VX25 DBL TXT | WHD: 1200x1200x500 mm | 1 | 1714.2755 | Catalog Stocked Product | YES | L8 | _A | _03 | 25 | 10 | 14
8215010 | 8215010 | 2312.7492 | 1387.6495 | Industrial Advanced | 0.6 | 206.349 | 639889922907 | 1200H1200W0500D VX25 DBL TXT LESS MPL |  | 1 | 1457.032 | Catalog Non-Stocked Product | NO | LN | _A | _03 | 25 | 20 | 14
8225500 | 8225500 | 3745.8525 | 2247.5115 | Industrial Advanced | 0.6 | 308.642 | 639889379862 | 2200H1200W0500D TS DBL TXT | RAL7035 | 1 | 2359.8871 | Catalog Stocked Product | YES | LS | _A | _03 | 21 | 50 | 14
8226000 | 8226000 | 3930.3756 | 2358.2254 | Industrial Advanced | 0.6 | 450.176 | 639889903432 | 2200H1200W0600D VX25 DBL TXT | WHD: 1200x2200x600 mm | 1 | 2476.1366 | Catalog Stocked Product | YES | L8 | _A | _03 | 25 | 10 | 14
8226010 | 8226010 | 3341.4459 | 2004.8675 | Industrial Advanced | 0.6 | 328.042 | 639889922914 | 2200H1200W0600D VX25 DBL TXT LESS MPL |  | 1 | 2105.1109 | Catalog Non-Stocked Product | NO | LN | _A | _03 | 25 | 20 | 14
8226500 | 8226500 | 3930.3756 | 2358.2254 | Industrial Advanced | 0.6 | 458.554 | 639889379879 | 2200H1200W0600D TS DBL TXT | RAL7035 | 1 | 2476.1366 | Catalog Stocked Product | YES | LS | _A | _03 | 21 | 50 | 14
8228500 | 8228500 | 4029.9666 | 2417.98 | Industrial Advanced | 0.6 | 473.545 | 639889379886 | 2200H1200W0800D TS DBL TXT | RAL7035 | 1 | 2538.879 | Catalog Non-Stocked Product | NO | LN | _A | _03 | 21 | 70 | 14
8245000 | 8245000 | 2794.3668 | 1676.6201 | Industrial Advanced | 0.6 | 310.847 | 639889903449 | 1400H1200W0500D VX25 DBL TXT | WHD: 1200x1400x500 mm | 1 | 1760.4511 | Catalog Stocked Product | YES | L8 | _A | _03 | 25 | 10 | 14
8245010 | 8245010 | 2375.4132 | 1425.2479 | Industrial Advanced | 0.6 | 231.922 | 639889922921 | 1400H1200W0500D VX25 DBL TXT LESS MPL |  | 1 | 1496.5103 | Catalog Non-Stocked Product | NO | LN | _A | _03 | 25 | 20 | 14
8245500 | 8245500 | 2794.3668 | 1676.6201 | Industrial Advanced | 0.6 | 360.45 | 639889379893 | 1400H1200W0500D TS DBL TXT | RAL7035 | 1 | 1760.4511 | Catalog Stocked Product | YES | LS | _A | _03 | 21 | 50 | 14
8265000 | 8265000 | 2798.2833 | 1678.97 | Industrial Advanced | 0.6 | 344.797 | 639889903456 | 1600H1200W0500D VX25 DBL TXT | WHD: 1200x1600x500 mm | 1 | 1762.9185 | Catalog Stocked Product | YES | L8 | _A | _03 | 25 | 10 | 14
8265010 | 8265010 | 2378.0988 | 1426.8593 | Industrial Advanced | 0.6 | 242.504 | 639889922938 | 1600H1200W0500D VX25 DBL TXT LESS MPL |  | 1 | 1498.2022 | Catalog Non-Stocked Product | NO | LN | _A | _03 | 25 | 20 | 14
8265500 | 8265500 | 2798.2833 | 1678.97 | Industrial Advanced | 0.6 | 351.19 | 639889379909 | 1600H1200W0500D TS DBL TXT | RAL7035 | 1 | 1762.9185 | Catalog Stocked Product | YES | LS | _A | _03 | 21 | 50 | 14
8284000 | 8284000 | 3446.0724 | 2067.6434 | Industrial Advanced | 0.6 | 365.079 | 639889903463 | 1800H1200W0400D VX25 DBL TXT | WHD: 1200x1800x400 mm | 1 | 2171.0256 | Catalog Stocked Product | YES | L8 | _A | _03 | 25 | 10 | 14
8284010 | 8284010 | 2929.2063 | 1757.5238 | Industrial Advanced | 0.6 | 292.328 | 639889922945 | 1800H1200W0400D VX25 DBL TXT LESS MPL |  | 1 | 1845.4 | Catalog Non-Stocked Product | NO | LN | _A | _03 | 25 | 20 | 14
8284500 | 8284500 | 3446.0724 | 2067.6434 | Industrial Advanced | 0.6 | 376.102 | 639889379916 | 1800H1200W0400D TS DBL TXT | RAL7035 | 1 | 2171.0256 | Catalog Stocked Product | YES | LS | _A | _03 | 21 | 50 | 14
8285000 | 8285000 | 3506.3865 | 2103.8319 | Industrial Advanced | 0.6 | 375.22 | 639889903470 | 1800H1200W0500D VX25 DBL TXT | WHD: 1200x1800x500 mm | 1 | 2209.0235 | Catalog Stocked Product | YES | L8 | _A | _03 | 25 | 10 | 14
8285010 | 8285010 | 2980.2327 | 1788.1396 | Industrial Advanced | 0.6 | 274.25 | 639889922952 | 1800H1200W0500D VX25 DBL TXT LESS MPL |  | 1 | 1877.5466 | Catalog Non-Stocked Product | NO | LN | _A | _03 | 25 | 20 | 14
8285500 | 8285500 | 3506.3865 | 2103.8319 | Industrial Advanced | 0.6 | 382.055 | 639889379923 | 1800H1200W0500D TS DBL TXT | RAL7035 | 1 | 2209.0235 | Catalog Stocked Product | YES | LS | _A | _03 | 21 | 50 | 14
8286000 | 8286000 | 3527.3118 | 2116.3871 | Industrial Advanced | 0.6 | 384.48 | 639889903487 | 1800H1200W0600D VX25 DBL TXT | WHD: 1200x1800x600 mm | 1 | 2222.2064 | Catalog Stocked Product | YES | L8 | _A | _03 | 25 | 10 | 14
8286010 | 8286010 | 2998.5843 | 1799.1506 | Industrial Advanced | 0.6 | 275.573 | 639889922969 | 1800H1200W0600D VX25 DBL TXT LESS MPL |  | 1 | 1889.1081 | Catalog Non-Stocked Product | NO | LN | _A | _03 | 25 | 20 | 14
8286500 | 8286500 | 3527.3118 | 2116.3871 | Industrial Advanced | 0.6 | 396.605 | 639889379930 | 1800H1200W0600D TS DBL TXT | RAL7035 | 1 | 2222.2064 | Catalog Stocked Product | YES | LS | _A | _03 | 21 | 50 | 14
8405000 | 8405000 | 2036.4681 | 1221.8809 | Industrial Advanced | 0.6 | 160.935 | 639889903494 | 2000H0400W0500D VX25 SGL TXT | WHD: 400x2000x500 mm | 1 | 1282.9749 | Catalog Stocked Product | YES | L8 | _A | _03 | 25 | 10 | 14
8405010 | 8405010 | 1769.4747 | 1061.6848 | Industrial Advanced | 0.6 | 114.638 | 639889922976 | 2000H0400W0500D VX25 SGL TXT LESS MPL |  | 1 | 1114.7691 | Catalog Non-Stocked Product | NO | LN | _A | _03 | 25 | 20 | 14
8405500 | 8405500 | 2036.4681 | 1221.8809 | Industrial Advanced | 0.6 | 169.998 | 639889810853 | 2000H0400W0500D TS SGL TXT | RAL7035 | 1 | 1282.9749 | Catalog Stocked Product | YES | LS | _A | _03 | 21 | 70 | 14
8406000 | 8406000 | 2167.3911 | 1300.4347 | Industrial Advanced | 0.6 | 165.785 | 639889903500 | 2000H0400W0600D VX25 SGL TXT | WHD: 400x2000x600 mm | 1 | 1365.4564 | Catalog Stocked Product | YES | L8 | _A | _03 | 25 | 10 | 14
8406010 | 8406010 | 1842.8811 | 1105.7287 | Industrial Advanced | 0.6 | 127.866 | 639889922983 | 2000H0400W0600D VX25 SGL TXT LESS MPL |  | 1 | 1161.0151 | Catalog Non-Stocked Product | NO | LN | _A | _03 | 25 | 20 | 14
8406500 | 8406500 | 2167.3911 | 1300.4347 | Industrial Advanced | 0.6 | 121.252 | 639889858800 | 2000H0400W0600D TS SGL TXT | RAL7035 | 1 | 1365.4564 | Catalog Stocked Product | YES | LS | _A | _03 | 21 | 50 | 14
8406510 | 8406510 | 2051.0151 | 1230.6091 | Industrial Advanced | 0.6 | 122.575 | 639889379954 | 2000H0400W0600D TS MRSHL TXT | RAL7035 | 1 | 1292.1395 | Catalog Stocked Product | YES | LS | _A | _03 | 21 | 50 | 14
8410000 | 8410000 | 2215.8438 | 1329.5063 | Industrial Advanced | 0.6 | 127.866 | 639889916555 | 1600H0600W0600D VX-EL W-VF |  | 1 | 1395.9816 | Catalog Non-Stocked Product | NO | LN | _A | _03 | 25 | 10 | 14
8418000 | 8418000 | 2338.8219 | 1403.2931 | Industrial Advanced | 0.6 | 139.33 | 639889916562 | 1600H0600W0800D VX-EL W-VF |  | 1 | 1473.4578 | Catalog Non-Stocked Product | NO | LN | _A | _03 | 25 | 10 | 14
8430000 | 8430000 | 3016.824 | 1810.0944 | Industrial Advanced | 0.6 | 149.471 | 639889916579 | 2000H0600W0600D VX-EL W-VF |  | 1 | 1900.5991 | Catalog Non-Stocked Product | NO | LN | _A | _03 | 25 | 10 | 14
8438000 | 8438000 | 2730.1362 | 1638.0817 | Industrial Advanced | 0.6 | 159.171 | 639889916586 | 2000H0600W0800D VX-EL W-VF |  | 1 | 1719.9858 | Catalog Non-Stocked Product | NO | LN | _A | _03 | 25 | 10 | 14
8450000 | 8450000 | 8837.1906 | 5302.3144 | Industrial Advanced | 0.6 | 278.66 | 639889907225 | 2000H0800W0600D VX S-S | WHD: 800x2000x600 mm | 1 | 5567.4301 | Catalog Non-Stocked Product | NO | LN | _A | _03 | 25 | 1E | 14
8450680 | 8450680 | 9711.5772 | 5826.9463 | Industrial Advanced | 0.6 | 284.171 | 639889853911 | 2000H0800W0600D TS S-S TYPE 4X | W/O SIDEWALLS | 1 | 6118.2936 | Catalog Non-Stocked Product | NO | LN | _A | _03 | 21 | 1E | 14
8451000 | 8451000 | 11829.2847 | 7097.5708 | Industrial Advanced | 0.6 | 421.076 | 639889907232 | 2000H1200W0600D VX S-S | WHD: 1200x2000x600 mm | 1 | 7452.4494 | Catalog Non-Stocked Product | NO | LN | _A | _03 | 25 | 1E | 14
8452000 | 8452000 | 7335.9402 | 4401.5641 | Industrial Advanced | 0.6 | 222.222 | 639889907249 | 2000H0600W0600D VX S-S | WHD: 600x2000x600 mm | 1 | 4621.6423 | Catalog Non-Stocked Product | NO | LN | _A | _03 | 25 | 1E | 14
8453000 | 8453000 | 11075.1906 | 6645.1144 | Industrial Advanced | 0.6 | 378.307 | 639889907256 | 1800H1200W0500D VX S-S | WHD: 1200x1800x500 mm | 1 | 6977.3701 | Catalog Non-Stocked Product | NO | LN | _A | _03 | 25 | 1E | 14
8454000 | 8454000 | 7177.6017 | 4306.561 | Industrial Advanced | 0.6 | 242.063 | 639889907263 | 1800H0800W0400D VX S-S | WHD: 800x1800x400 mm | 1 | 4521.8891 | Catalog Non-Stocked Product | NO | LN | _A | _03 | 25 | 1E | 14
8455000 | 8455000 | 7524.4917 | 4514.695 | Industrial Advanced | 0.6 | 249.559 | 639889907270 | 1800H0800W0500D VX S-S | WHD: 800x1800x500 mm | 1 | 4740.4298 | Catalog Non-Stocked Product | NO | LN | _A | _03 | 25 | 1E | 14
8456000 | 8456000 | 9871.1466 | 5922.688 | Industrial Advanced | 0.6 | 368.607 | 639889907287 | 1800H1200W0400D VX S-S | WHD: 1200x1800x400 mm | 1 | 6218.8224 | Catalog Non-Stocked Product | NO | LN | _A | _03 | 25 | 1E | 14
8456600 | 8456600 | 10330.4961 | 6198.2977 | Industrial Advanced | 0.6 | 375.661 | 639889005570 | 1800H1200W0400D TS S-S | W/GALV.MPL | 1 | 6508.2125 | Catalog Non-Stocked Product | NO | LN | _A | _03 | 21 | 1E | 14
8457000 | 8457000 | 6168.4875 | 3701.0925 | Industrial Advanced | 0.6 | 202.271 | 639889907294 | 1800H0600W0500D VX S-S | WHD: 600x1800x500 mm | 1 | 3886.1471 | Catalog Non-Stocked Product | NO | LN | _A | _03 | 25 | 1E | 14
8458000 | 8458000 | 9681.4761 | 5808.8857 | Industrial Advanced | 0.6 | 316.578 | 639889907300 | 2000H0800W0600D VX S-S TYPE 4X | WHD: 800x2000x600 mm | 1 | 6099.3299 | Catalog Non-Stocked Product | NO | LN | _A | _03 | 25 | 1E | 14
8485000 | 8485000 | 2051.0151 | 1230.6091 | Industrial Advanced | 0.6 | 146.384 | 639889903517 | 1800H0400W0500D VX25 SGL TXT | WHD: 400x1800x500 mm | 1 | 1292.1395 | Catalog Stocked Product | YES | L8 | _A | _03 | 25 | 10 | 14
8485010 | 8485010 | 1744.6329 | 1046.7797 | Industrial Advanced | 0.6 | 111.552 | 639889922990 | 1800H0400W0500D VX25 SGL TXT LESS MPL |  | 1 | 1099.1187 | Catalog Non-Stocked Product | NO | LN | _A | _03 | 25 | 20 | 14
8485510 | 8485510 | 1604.646 | 962.7876 | Industrial Advanced | 0.6 | 113.757 | 639889380059 | 1800H0400W0500D TS MRSHL TXT | L/MPL RAL7035 | 1 | 1010.927 | Catalog Stocked Product | YES | LS | _A | _03 | 21 | 50 | 14
8486000 | 8486000 | 2147.8086 | 1288.6852 | Industrial Advanced | 0.6 | 153.439 | 639889903524 | 1800H0400W0600D VX25 SGL TXT | WHD: 400x1800x600 mm | 1 | 1353.1194 | Catalog Stocked Product | YES | L8 | _A | _03 | 25 | 10 | 14
8486010 | 8486010 | 1825.8723 | 1095.5234 | Industrial Advanced | 0.6 | 116.843 | 639889923003 | 1800H0400W0600D VX25 SGL TXT LESS MPL |  | 1 | 1150.2995 | Catalog Non-Stocked Product | NO | LN | _A | _03 | 25 | 20 | 14
8600255 | 8600255 | 814.632 | 488.7792 | Industrial Advanced | 0.6 | 37.116 | 639889810877 | 1200W0500D TS CABLE BASE | RAL7035 | 1 | 513.2182 | Catalog Non-Stocked Product | NO | LN | _A | _10 | 81 | 10 | 14
8600265 | 8600265 | 861.0705 | 516.6423 | Industrial Advanced | 0.6 | 39.683 | 639889810884 | 1200W0600D TS CABLE BASE | RAL7035 | 1 | 542.4744 | Catalog Stocked Product | YES | LS | _A | _10 | 81 | 10 | 14
8600455 | 8600455 | 532.644 | 319.5864 | Industrial Advanced | 0.6 | 18.247 | 639889810891 | 0400W0500D TS CABLE BASE | RAL7035 | 1 | 335.5657 | Catalog Non-Stocked Product | NO | LN | _A | _10 | 81 | 10 | 14
8600465 | 8600465 | 577.2921 | 346.3753 | Industrial Advanced | 0.6 | 19.566 | 639889810907 | 0400W0600D TS CABLE BASE | RAL7035 | 1 | 363.694 | Catalog Non-Stocked Product | NO | LN | _A | _10 | 81 | 10 | 14
8600510 | 8600510 | 136.9656 | 82.1794 | Industrial Advanced | 0.6 | 2.672 | 639889380073 | TS SIDE PANELS F-CABLE CHAMBER | 500MM,PAIR,PAINTED RAL7035 | 2 | 86.2883 | Catalog Non-Stocked Product | NO | LN | _A | _10 | 82 | 10 | 14
8600520 | 8600520 | 164.0454 | 98.4272 | Industrial Advanced | 0.6 | 3.219 | 639889380080 | TS SIDE PANELS F-CABLE CHAMBER | 600MM,PAIR,PAINTED RAL7035 | 2 | 103.3486 | Catalog Stocked Product | YES | LS | _A | _10 | 82 | 10 | 14
8600655 | 8600655 | 585.7965 | 351.4779 | Industrial Advanced | 0.6 | 23.393 | 639889810914 | 0600W0500D TS CABLE BASE | RAL7035 | 1 | 369.0518 | Catalog Non-Stocked Product | NO | LN | _A | _10 | 81 | 10 | 14
8600665 | 8600665 | 635.3682 | 381.2209 | Industrial Advanced | 0.6 | 24.579 | 639889810921 | 0600W0600D TS CABLE BASE | RAL7035 | 1 | 400.282 | Catalog Stocked Product | YES | LS | _A | _10 | 81 | 10 | 14
8600855 | 8600855 | 675.4284 | 405.257 | Industrial Advanced | 0.6 | 27.811 | 639889810938 | 0800W0500D TS CABLE BASE | RAL7035 | 1 | 425.5199 | Catalog Non-Stocked Product | NO | LN | _A | _10 | 81 | 10 | 14
8600865 | 8600865 | 703.5153 | 422.1092 | Industrial Advanced | 0.6 | 29.195 | 639889810945 | 0800W0600D TS CABLE BASE | RAL7035 | 1 | 443.2146 | Catalog Stocked Product | YES | LS | _A | _10 | 81 | 10 | 14
8601000 | 8601000 | 272.4765 | 163.4859 | Industrial Advanced | 0.6 | 6.329 | 639889340633 | 0100H1000W TS PLINTH ELEMENTS RAL7022T | FRONT & REAR | 2 | 171.6602 | Catalog Stocked Product | YES | LS | _A | _10 | 81 | 50 | 14
8601040 | 8601040 | 115.7046 | 69.4228 | Industrial Advanced | 0.6 | 1.389 | 639889340640 | 0100H0400D TS PLINTH SIDE TRIM RAL7022T | HD 100X400MM | 2 | 72.8939 | Catalog Stocked Product | YES | LS | _A | _10 | 81 | 50 | 14
8601050 | 8601050 | 125.9994 | 75.5996 | Industrial Advanced | 0.6 | 1.803 | 639889340657 | 0100H0500D TS PLINTH SIDE TRIM RAL7022T | HD 100X500MM | 2 | 79.3796 | Catalog Stocked Product | YES | LS | _A | _10 | 81 | 50 | 14
8601060 | 8601060 | 140.5464 | 84.3278 | Industrial Advanced | 0.6 | 2.2 | 639889340664 | 0100H0600D TS PLINTH SIDE TRIM RAL7022T | HD 100X600MM | 2 | 88.5442 | Catalog Stocked Product | YES | LS | _A | _10 | 81 | 50 | 14
8601080 | 8601080 | 185.754 | 111.4524 | Industrial Advanced | 0.6 | 3.153 | 639889340671 | 0100H0800D TS PLINTH SIDE TRIM RAL7022T | HD 100X800MM | 2 | 117.025 | Catalog Stocked Product | YES | LS | _A | _10 | 81 | 50 | 14
8601100 | 8601100 | 192.468 | 115.4808 | Industrial Advanced | 0.6 | 0.073 | 639889340213 | PLINTH BAYING BRACKETS F-TRIM | INSTALLED THROUGH 90 DEGREES | 20 | 121.2548 | Catalog Stocked Product | YES | LS | _A | _10 | 82 | 50 | 14
8601200 | 8601200 | 281.0928 | 168.6557 | Industrial Advanced | 0.6 | 6.702 | 639889340688 | 0100H1200W TS PLINTH ELEMENTS RAL7022T | FRONT & REAR | 2 | 177.0885 | Catalog Stocked Product | YES | LS | _A | _10 | 81 | 50 | 14
8601400 | 8601400 | 187.3206 | 112.3924 | Industrial Advanced | 0.6 | 3.285 | 639889340695 | 0100H0400W TS PLINTH ELEMENTS RAL7022T | FRONT & REAR | 2 | 118.012 | Catalog Stocked Product | YES | LS | _A | _10 | 81 | 50 | 14
8601450 | 8601450 | 743.2398 | 445.9439 | Industrial Advanced | 0.6 | 16.887 | 639889005624 | DEPTH ADJ BASE TY 0400-0500 | F.TS,PC,IW,ES | 1 | 468.2411 | Catalog Non-Stocked Product | NO | LN | _A | _10 | 81 | 10 | 14
8601600 | 8601600 | 202.8747 | 121.7248 | Industrial Advanced | 0.6 | 4.189 | 639889340701 | 0100H0600W TS PLINTH ELEMENTS RAL7022T | FRONT & REAR | 2 | 127.8111 | Catalog Stocked Product | YES | LS | _A | _10 | 81 | 50 | 14
8601680 | 8601680 | 851.2233 | 510.734 | Industrial Advanced | 0.6 | 10.913 | 639889005648 | DEPTH ADJ BASE TY 0600-0800 | F.TS,PC,IW,ES | 2 | 536.2707 | Catalog Non-Stocked Product | NO | LN | _A | _10 | 81 | 10 | 14
8601800 | 8601800 | 206.0079 | 123.6047 | Industrial Advanced | 0.6 | 5.004 | 639889340718 | 0100H0800W TS PLINTH ELEMENTS RAL7022T | FRONT & REAR | 2 | 129.785 | Catalog Stocked Product | YES | LS | _A | _10 | 81 | 50 | 14
8601860 | 8601860 | 3045.1347 | 1827.0808 | Industrial Advanced | 0.6 | 34.987 | 639889380110 | 0800W0600D TS SEISMIC PLINTH | 800X100X600MM, ZONE 4 | 1 | 1918.4349 | Catalog Stocked Product | YES | LS | _A | _10 | 81 | 10 | 14
8601915 | 8601915 | 247.299 | 148.3794 | Industrial Advanced | 0.6 | 2.888 | 639889860407 | 0100H0300W PLINTH ELEMENTS RAL7022 | FRONT <(><<)>(><(>&<)><(><<)>)> REAR, RAL 7022, SOLID | 2 | 155.7984 | Catalog Non-Stocked Product | NO | LN | _A | _10 | 81 | 50 | 14
8601920 | 8601920 | 448.1595 | 268.8957 | Industrial Advanced | 0.6 | 9.552 | 639889853041 | 0100H1600W TS PLINTH F-R RAL 7022T | FRONT <(>&<)> REAR 1600 x 100 | 2 | 282.3405 | Catalog Stocked Product | YES | LS | _A | _10 | 81 | 50 | 14
8602000 | 8602000 | 512.8377 | 307.7026 | Industrial Advanced | 0.6 | 10.251 | 639889340725 | 0200H1000W TS PLINTH ELEMENTS RAL7022T | FRONT & REAR | 2 | 323.0878 | Catalog Stocked Product | YES | LS | _A | _10 | 81 | 50 | 14
8602040 | 8602040 | 161.2479 | 96.7487 | Industrial Advanced | 0.6 | 2.293 | 639889340732 | 0200H0400D TS PLINTH SIDE TRIM RAL7022T | HD 200X400MM | 2 | 101.5862 | Catalog Stocked Product | YES | LS | _A | _10 | 81 | 50 | 14
8602050 | 8602050 | 178.8162 | 107.2897 | Industrial Advanced | 0.6 | 2.994 | 639889340749 | 0200H0500D TS PLINTH SIDE TRIM RAL7022T | HD 200X500MM | 2 | 112.6542 | Catalog Stocked Product | YES | LS | _A | _10 | 81 | 50 | 14
8602060 | 8602060 | 190.9014 | 114.5408 | Industrial Advanced | 0.6 | 3.732 | 639889340756 | 0200H0600D TS PLINTH SIDE TRIM RAL7022T | HD 200X600MM | 2 | 120.2679 | Catalog Stocked Product | YES | LS | _A | _10 | 81 | 50 | 14
8602080 | 8602080 | 272.4765 | 163.4859 | Industrial Advanced | 0.6 | 5.13 | 639889340763 | 0200H0800D TS PLINTH SIDE TRIM RAL7022T | HD 200X800MM | 2 | 171.6602 | Catalog Stocked Product | YES | LS | _A | _10 | 81 | 50 | 14
8602200 | 8602200 | 572.4804 | 343.4882 | Industrial Advanced | 0.6 | 11.817 | 639889340770 | 0200H1200W TS PLINTH ELEMENTS RAL7022T | FRONT & REAR | 2 | 360.6627 | Catalog Stocked Product | YES | LS | _A | _10 | 81 | 50 | 14
8602400 | 8602400 | 287.8068 | 172.6841 | Industrial Advanced | 0.6 | 5.448 | 639889340787 | 0200H0400W TS PLINTH ELEMENTS RAL7022T |  | 2 | 181.3183 | Catalog Non-Stocked Product | NO | LN | _A | _10 | 81 | 50 | 14
8602600 | 8602600 | 316.7889 | 190.0733 | Industrial Advanced | 0.6 | 7.165 | 639889340794 | 0200H0600W TS PLINTH ELEMENTS RAL7022T | FRONT & REAR | 2 | 199.577 | Catalog Stocked Product | YES | LS | _A | _10 | 81 | 50 | 14
8602800 | 8602800 | 400.3782 | 240.2269 | Industrial Advanced | 0.6 | 8.73 | 639889340800 | 0200H0800W TS PLINTH ELEMENTS RAL7022T | FRONT & REAR | 2 | 252.2383 | Catalog Stocked Product | YES | LS | _A | _10 | 81 | 50 | 14
8602915 | 8602915 | 788.7831 | 473.2699 | Industrial Advanced | 0.6 | 4.982 | 639889880276 | TS BASE-PLINTH COMPONENTS RAL7022T | FRONT <(>&<)> REAR 300W | 2 | 496.9334 | Catalog Non-Stocked Product | NO | LN | _A | _10 | 81 | 50 | 14
8602920 | 8602920 | 821.0103 | 492.6062 | Industrial Advanced | 0.6 | 16.19 | 639889853058 | 0200H1600W TS PLINTH F-R RAL7022T | FRONT <(>&<)> REAR 1600W | 2 | 517.2365 | Catalog Stocked Product | YES | LS | _A | _10 | 81 | 50 | 14
8604000 | 8604000 | 2134.7163 | 1280.8298 | Industrial Advanced | 0.6 | 210.317 | 639889903531 | 2000H0600W0400D VX25 SGL TXT | WHD: 600x2000x400 mm | 1 | 1344.8713 | Catalog Stocked Product | YES | L8 | _A | _03 | 25 | 10 | 14
8604010 | 8604010 | 1814.0109 | 1088.4065 | Industrial Advanced | 0.6 | 151.675 | 639889923010 | 2000H0600W0400D VX25 SGL TXT LESS MPL |  | 1 | 1142.8269 | Catalog Non-Stocked Product | NO | LN | _A | _03 | 25 | 20 | 14
8604500 | 8604500 | 2134.7163 | 1280.8298 | Industrial Advanced | 0.6 | 215.168 | 639889380127 | 2000H0600W0400D TS SGL TXT | RAL7035 | 1 | 1344.8713 | Catalog Stocked Product | YES | LS | _A | _03 | 21 | 50 | 14
8605000 | 8605000 | 2234.1954 | 1340.5172 | Industrial Advanced | 0.6 | 216.049 | 639889903548 | 2000H0600W0500D VX25 SGL TXT | WHD: 600x2000x500 mm | 1 | 1407.5431 | Catalog Non-Stocked Product | NO | LN | _A | _03 | 25 | 10 | 14
8605010 | 8605010 | 1899.0549 | 1139.4329 | Industrial Advanced | 0.6 | 159.171 | 639889923027 | 2000H0600W0500D VX25 SGL TXT LESS MPL |  | 1 | 1196.4046 | Catalog Non-Stocked Product | NO | LN | _A | _03 | 25 | 20 | 14
8605500 | 8605500 | 2234.1954 | 1340.5172 | Industrial Advanced | 0.6 | 223.325 | 639889380141 | 2000H0600W0500D TS SGL TXT | RAL7035 | 1 | 1407.5431 | Catalog Stocked Product | YES | LS | _A | _03 | 21 | 50 | 14
8606000 | 8606000 | 2312.7492 | 1387.6495 | Industrial Advanced | 0.6 | 221.781 | 639889903555 | 2000H0600W0600D VX25 SGL TXT | WHD: 600x2000x600 mm | 1 | 1457.032 | Catalog Non-Stocked Product | NO | LN | _A | _03 | 25 | 10 | 14
8606010 | 8606010 | 1967.0901 | 1180.2541 | Industrial Advanced | 0.6 | 162.257 | 639889923034 | 2000H0600W0600D VX25 SGL TXT LESS MPL |  | 1 | 1239.2668 | Catalog Non-Stocked Product | NO | LN | _A | _03 | 25 | 20 | 14
8606500 | 8606500 | 2312.7492 | 1387.6495 | Industrial Advanced | 0.6 | 229.277 | 639889380165 | 2000H0600W0600D TS SGL TXT | RAL7035 | 1 | 1457.032 | Catalog Stocked Product | YES | LS | _A | _03 | 21 | 50 | 14
8606510 | 8606510 | 1978.9515 | 1187.3709 | Industrial Advanced | 0.6 | 168.43 | 639889884021 | 2000H0600W0600D TS SGL TXT | L/MPL, RAL7035 | 1 | 1246.7394 | Catalog Non-Stocked Product | NO | LN | _A | _03 | 21 | 20 | 14
8606548 | 8606548 | 2347.9977 | 1408.7986 | Industrial Advanced | 0.6 | 221.997 | 639889851788 | 2000H600W0600D TS TYPE 3R | RAL 7035 | 1 | 1479.2386 | Catalog Non-Stocked Product | NO | LN | _A | _03 | 21 | 70 | 14
8608000 | 8608000 | 2421.4041 | 1452.8425 | Industrial Advanced | 0.6 | 233.245 | 639889903562 | 2000H0600W0800D VX25 SGL TXT | WHD: 600x2000x800 mm | 1 | 1525.4846 | Catalog Stocked Product | YES | L8 | _A | _03 | 25 | 10 | 14
8608010 | 8608010 | 2100.6987 | 1260.4192 | Industrial Advanced | 0.6 | 175.044 | 639889917453 | VX25 2000H0600W0800D LESS MPL | WHD: 600x2000x800 mm, without mountingplate | 1 | 1323.4402 | Catalog Non-Stocked Product | NO | LN | _A | _03 | 25 | 20 | 14
8608500 | 8608500 | 2421.4041 | 1452.8425 | Industrial Advanced | 0.6 | 239.859 | 639889380189 | 2000H0600W0800D TS SGL TXT | RAL7035 | 1 | 1525.4846 | Catalog Stocked Product | YES | LS | _A | _03 | 21 | 50 | 14
8608548 | 8608548 | 2459.3382 | 1475.6029 | Industrial Advanced | 0.6 | 0 | 639889851801 | 2000H600W0800D TS TYPE 3R |  | 1 | 1549.3831 | Catalog Non-Stocked Product | NO | LN | _A | _03 | 21 | 70 | 14
8609020 | 8609020 | 1905.0975 | 1143.0585 | Industrial Advanced | 0.6 | 84.877 | 639889358584 | 2000H0500D CONNCTOR COVER F-TS | RAL7035 | 1 | 1200.2114 | Catalog Stocked Product | YES | LS | _A | _10 | 84 | 10 | 14
8609030 | 8609030 | 1943.0316 | 1165.819 | Industrial Advanced | 0.6 | 91.49 | 639889358591 | 2000H0600D CONNCTOR COVER F-TS | RAL7035 | 1 | 1224.1099 | Catalog Non-Stocked Product | NO | LN | _A | _10 | 84 | 10 | 14
8609040 | 8609040 | 386.6145 | 231.9687 | Industrial Advanced | 0.6 | 19.632 | 639889340831 | 2000H0400D TS PARTITION WALL | 2000X400MM | 1 | 243.5671 | Catalog Stocked Product | YES | LS | _A | _10 | 82 | 10 | 14
8609050 | 8609050 | 348.3447 | 209.0068 | Industrial Advanced | 0.6 | 25.044 | 639889340848 | 2000H0500D TS PARTITION WALL | 2000X500MM | 1 | 219.4572 | Catalog Stocked Product | YES | LS | _A | _10 | 82 | 10 | 14
8609060 | 8609060 | 386.6145 | 231.9687 | Industrial Advanced | 0.6 | 30.864 | 639889340855 | 2000H0600D TS PARTITION WALL | 2000X600MM | 1 | 243.5671 | Catalog Stocked Product | YES | LS | _A | _10 | 82 | 10 | 14
8609080 | 8609080 | 439.767 | 263.8602 | Industrial Advanced | 0.6 | 41.027 | 639889340862 | 2000H0800D TS PARTITION WALL | 2000X800MM | 1 | 277.0532 | Catalog Stocked Product | YES | LS | _A | _10 | 82 | 10 | 14
8609100 | 8609100 | 418.1703 | 250.9022 | Industrial Advanced | 0.6 | 15.031 | 639889340879 | 1800H0500D TS PARTITION WALL | F/MODULE PLATE | 1 | 263.4473 | Catalog Non-Stocked Product | NO | LN | _A | _10 | 82 | 10 | 14
8609110 | 8609110 | 457.8948 | 274.7369 | Industrial Advanced | 0.6 | 21.726 | 639889340886 | 1800H0600D TS PARTITION WALL | F/MODULE PLATE | 1 | 288.4737 | Catalog Stocked Product | YES | L8 | _A | _10 | 82 | 10 | 14
8609120 | 8609120 | 433.053 | 259.8318 | Industrial Advanced | 0.6 | 16.764 | 639889340893 | 2000H0500D TS PARTITION WALL SPEC | F/MODULE PLATE | 1 | 272.8234 | Catalog Non-Stocked Product | NO | LN | _A | _10 | 82 | 10 | 14
8609130 | 8609130 | 486.2055 | 291.7233 | Industrial Advanced | 0.6 | 23.761 | 639889340909 | 2000H0600D TS PARTITION WALL | F/MODULE PLATE | 1 | 306.3095 | Catalog Non-Stocked Product | NO | LN | _A | _10 | 82 | 10 | 14
8609140 | 8609140 | 76.4389 | 45.8633 | Industrial Advanced | 0.6 | 1.499 | 639889340916 | TS MODULAR PLATES F-24-PIN | CONNECTORS | 1 | 48.1565 | Catalog Stocked Product | YES | LS | _A | _10 | 85 | 10 | 14
8609150 | 8609150 | 76.4389 | 45.8633 | Industrial Advanced | 0.6 | 1.634 | 639889340923 | TS MODULAR PLATES W-16-PIN | CONNECTORS | 1 | 48.1565 | Catalog Stocked Product | YES | LS | _A | _10 | 85 | 10 | 14
8609160 | 8609160 | 45.6664 | 27.3998 | Industrial Advanced | 0.6 | 2.063 | 639889340930 | TS MODULAR PLATES SOLID | STEEL ELECTRICAL CABINET | 1 | 28.7698 | Catalog Non-Stocked Product | NO | LN | _A | _10 | 85 | 10 | 14
8609170 | 8609170 | 133.3848 | 80.0309 | Industrial Advanced | 0.6 | 3.172 | 639889340947 | TS MODULAR PLATES F-CABL ENTRY | ENTRY | 1 | 84.0324 | Catalog Stocked Product | YES | LS | _A | _10 | 85 | 10 | 14
8609200 | 8609200 | 316.7889 | 190.0733 | Industrial Advanced | 0.6 | 16.534 | 639889904903 | 1800H0400D VX DIVIDER PANEL | for 1800 x 400 mm | 1 | 199.577 | Catalog Non-Stocked Product | NO | LN | _A | _10 | 82 | 10 | 14
8609201 | 8609201 | 354.6111 | 212.7667 | Industrial Advanced | 0.6 | 22.046 | 639889904910 | 1800H0500D VX DIVIDER PANEL | for 1800 x 500 mm | 1 | 223.405 | Catalog Non-Stocked Product | NO | LN | _A | _10 | 82 | 10 | 14
8609202 | 8609202 | 415.2609 | 249.1565 | Industrial Advanced | 0.6 | 27.557 | 639889904927 | 1800H0600D VX DIVIDER PANEL | for 1800 x 600 mm | 1 | 261.6144 | Catalog Non-Stocked Product | NO | LN | _A | _10 | 82 | 10 | 14
8609203 | 8609203 | 403.2876 | 241.9726 | Industrial Advanced | 0.6 | 18.556 | 639889904934 | 2000H0400D VX DIVIDER PANEL | for 2000 x 400 mm | 1 | 254.0712 | Catalog Non-Stocked Product | NO | LN | _A | _10 | 82 | 10 | 14
8609204 | 8609204 | 363.7869 | 218.2721 | Industrial Advanced | 0.6 | 23.699 | 639889904941 | 2000H0500D VX DIVIDER PANEL | for 2000 x 500 mm | 1 | 229.1857 | Catalog Non-Stocked Product | NO | LN | _A | _10 | 82 | 10 | 14
8609205 | 8609205 | 401.6091 | 240.9655 | Industrial Advanced | 0.6 | 29.762 | 639889904958 | 2000H0600D VX DIVIDER PANEL | for 2000 x 600 mm | 1 | 253.0137 | Catalog Non-Stocked Product | NO | LN | _A | _10 | 82 | 10 | 14
8609206 | 8609206 | 456.2163 | 273.7298 | Industrial Advanced | 0.6 | 41.887 | 639889904965 | 2000H0800D VX DIVIDER PANEL | for 2000 x 800 mm | 1 | 287.4163 | Catalog Non-Stocked Product | NO | LN | _A | _10 | 82 | 10 | 14
8609207 | 8609207 | 510.8235 | 306.4941 | Industrial Advanced | 0.6 | 31.966 | 639889904972 | 2200H0600D VX DIVIDER PANEL | for 2200 x 600 mm | 1 | 321.8188 | Catalog Non-Stocked Product | NO | LN | _A | _10 | 82 | 10 | 14
8609210 | 8609210 | 442.6764 | 265.6058 | Industrial Advanced | 0.6 | 14.33 | 639889904989 | 1800H0500D VX PARTITION WALL | F/MODULE PLATE | 1 | 278.8861 | Catalog Non-Stocked Product | NO | LN | _A | _10 | 82 | 10 | 14
8609211 | 8609211 | 483.408 | 290.0448 | Industrial Advanced | 0.6 | 20.944 | 639889904996 | 1800H0600D VX PARTITION WALL | F/MODULE PLATE | 1 | 304.547 | Catalog Non-Stocked Product | NO | LN | _A | _10 | 82 | 10 | 14
8609212 | 8609212 | 459.2376 | 275.5426 | Industrial Advanced | 0.6 | 16.764 | 639889905009 | 2000H0500D VX PARTITION WALL | for HD: 2000x500 mm | 1 | 289.3197 | Catalog Non-Stocked Product | NO | LN | _A | _10 | 82 | 10 | 14
8609213 | 8609213 | 515.4114 | 309.2468 | Industrial Advanced | 0.6 | 23.148 | 639889905016 | 2000H0600D VX PARTITION WALL | F/MODULE PLATE | 1 | 324.7092 | Catalog Non-Stocked Product | NO | LN | _A | _10 | 82 | 10 | 14
8609220 | 8609220 | 2288.2431 | 1372.9459 | Industrial Advanced | 0.6 | 99.206 | 639889905023 | 2000H0500D CONNECTOR COVER F-VX | for HD: 2000x500 mm | 1 | 1441.5932 | Catalog Non-Stocked Product | NO | LN | _A | _10 | 84 | 10 | 14
8609230 | 8609230 | 2330.2056 | 1398.1234 | Industrial Advanced | 0.6 | 111.332 | 639889905030 | 2000H0600D CONNECTOR COVER F-VX | for HD: 2000x600 mm | 1 | 1468.0295 | Catalog Non-Stocked Product | NO | LN | _A | _10 | 84 | 10 | 14
8609260 | 8609260 | 491.1291 | 294.6775 | Industrial Advanced | 0.6 | 32.897 | 639889340954 | 2200H0600D TS PARTITION WALL | 2200X600MM | 1 | 309.4113 | Catalog Stocked Product | YES | LS | _A | _10 | 82 | 10 | 14
8609840 | 8609840 | 305.3751 | 183.2251 | Industrial Advanced | 0.6 | 17.637 | 639889340961 | 1800H0400D TS DIVIDER PANEL | 1800X400MM | 1 | 192.3863 | Catalog Stocked Product | YES | LS | _A | _10 | 82 | 10 | 14
8609850 | 8609850 | 341.9664 | 205.1798 | Industrial Advanced | 0.6 | 22.354 | 639889340992 | 1800H0500D TS PARTITION WALL | 1800X500MM | 1 | 215.4388 | Catalog Stocked Product | YES | LS | _A | _10 | 82 | 10 | 14
8609860 | 8609860 | 398.2521 | 238.9513 | Industrial Advanced | 0.6 | 27.403 | 639889340978 | 1800H0600D TS PARTITION WALL | 1800X600MM | 1 | 250.8988 | Catalog Stocked Product | YES | LS | _A | _10 | 82 | 10 | 14
8610605 | 8610605 | 1653.2106 | 991.9264 | Industrial Advanced | 0.6 | 33.069 | 639889873773 | 2000H0600W TS VIEWING DOOR | ALUMINIUM | 1 | 1041.5227 | Catalog Stocked Product | YES | LS | _A | _10 | 83 | 10 | 14
8610625 | 8610625 | 1852.2807 | 1111.3684 | Industrial Advanced | 0.6 | 35.714 | 639889873780 | 2200H0600W TS VIEWING DOOR | ALUMINIUM | 1 | 1166.9368 | Catalog Non-Stocked Product | NO | LN | _A | _10 | 83 | 50 | 14
8610685 | 8610685 | 1492.0746 | 895.2448 | Industrial Advanced | 0.6 | 29.541 | 639889873797 | 1800H0600W TS VIEWING DOOR | ALUMINIUM | 1 | 940.007 | Catalog Non-Stocked Product | NO | LN | _A | _10 | 83 | 10 | 14
8610805 | 8610805 | 1780.5528 | 1068.3317 | Industrial Advanced | 0.6 | 37.478 | 639889873698 | 2000H0800W TS VIEWING DOOR | ALUMINIUM | 1 | 1121.7483 | Catalog Stocked Product | YES | LS | _A | _10 | 83 | 10 | 14
8610825 | 8610825 | 1798.1211 | 1078.8727 | Industrial Advanced | 0.6 | 44.092 | 639889873803 | 2200H0800W TS VIEWING DOOR | ALUMINIUM | 1 | 1132.8163 | Catalog Stocked Product | YES | LS | _A | _10 | 83 | 50 | 14
8610885 | 8610885 | 1586.8539 | 952.1123 | Industrial Advanced | 0.6 | 36.596 | 639889873810 | 1800H0800W TS VIEWING DOOR | ALUMINIUM | 1 | 999.718 | Catalog Stocked Product | YES | L8 | _A | _10 | 83 | 10 | 14
8611020 | 8611020 | 146.4771 | 87.8863 | Industrial Advanced | 0.6 | 1.164 | 639889341081 | TS COMFORT HANDLE RAL7035 | RITTAL INSERT TYPE | 1 | 92.2806 | Catalog Stocked Product | YES | LS | _A | _10 | 83 | 10 | 14
8611070 | 8611070 | 167.6262 | 100.5757 | Industrial Advanced | 0.6 | 1.279 | 639889341135 | TS COMFORT HANDLE RAL7035 | SEMI CYLINDER TYPE | 1 | 105.6045 | Catalog Stocked Product | YES | LS | _A | _10 | 83 | 10 | 14
8611080 | 8611080 | 38.8964 | 23.3379 | Industrial Advanced | 0.6 | 0.148 | 639889341067 | TS HANDLE ADAPTOR F- VIEWING | DOOR, ALUMINUM | 1 | 24.5048 | Catalog Stocked Product | YES | LS | _A | _10 | 83 | 10 | 14
8611100 | 8611100 | 14.7708 | 8.8625 | Industrial Advanced | 0.6 | 0.033 | 639889341142 | TS LOCK INSERT SQUARE 7MM | STEEL ELECTRICAL CABINET | 1 | 9.3056 | Catalog Stocked Product | YES | LS | _A | _10 | 83 | 10 | 14
8611110 | 8611110 | 14.7708 | 8.8625 | Industrial Advanced | 0.6 | 0.033 | 639889341159 | TS LOCK INSERT SQUARE 8MM | STEEL ELECTRICAL CABINET | 1 | 9.3056 | Catalog Stocked Product | YES | LS | _A | _10 | 83 | 10 | 14
8611120 | 8611120 | 14.7708 | 8.8625 | Industrial Advanced | 0.6 | 0.031 | 639889341166 | TS LOCK INSERT TRIANGULAR 7MM | STEEL ELECTRICAL CABINET | 1 | 9.3056 | Catalog Non-Stocked Product | NO | LN | _A | _10 | 83 | 10 | 14
8611130 | 8611130 | 14.7708 | 8.8625 | Industrial Advanced | 0.6 | 0.035 | 639889341173 | TS LOCK INSERT TRIANGULAR 8MM | STEEL ELECTRICAL CABINET | 1 | 9.3056 | Catalog Stocked Product | YES | LS | _A | _10 | 83 | 10 | 14
8611140 | 8611140 | 14.7708 | 8.8625 | Industrial Advanced | 0.6 | 0.044 | 639889341180 | TS LOCK INSERT SCREWDRIVER | STEEL ELECTRICAL CABINET | 1 | 9.3056 | Catalog Stocked Product | YES | LS | _A | _10 | 83 | 10 | 14
8611150 | 8611150 | 14.7708 | 8.8625 | Industrial Advanced | 0.6 | 0.04 | 639889341197 | TS LOCK INSERT DAIMLER BIT | STEEL ELECTRICAL CABINET | 1 | 9.3056 | Catalog Non-Stocked Product | NO | LN | _A | _10 | 83 | 10 | 14
8611160 | 8611160 | 14.7708 | 8.8625 | Industrial Advanced | 0.6 | 0.04 | 639889341203 | TS LOCK INSERT DOUBLE BIT | STEEL ELECTRICAL CABINET | 1 | 9.3056 | Catalog Stocked Product | YES | LS | _A | _10 | 83 | 10 | 14
8611170 | 8611170 | 14.7708 | 8.8625 | Industrial Advanced | 0.6 | 0.04 | 639889341210 | TS LOCK INSERT FIAT | STEEL ELECTRICAL CABINET | 1 | 9.3056 | Catalog Non-Stocked Product | NO | LN | _A | _10 | 83 | 10 | 14
8611180 | 8611180 | 40.2504 | 24.1503 | Industrial Advanced | 0.6 | 0.086 | 639889341227 | TS LOCK INSERT TYPE 3524E | F. COMFORT HANDLE | 1 | 25.3578 | Catalog Stocked Product | YES | LS | _A | _10 | 83 | 10 | 14
8611190 | 8611190 | 24.1256 | 14.4754 | Industrial Advanced | 0.6 | 0.064 | 639889341234 | TS PUSH BUTTON INSERT FOR HANDLE | F. COMFORT HANDLE | 1 | 15.1992 | Catalog Stocked Product | YES | LS | _A | _10 | 83 | 10 | 14
8611200 | 8611200 | 53.6672 | 32.2003 | Industrial Advanced | 0.6 | 0.088 | 639889341241 | TS LOCK INSERT-PUSHBUTTON | W/KEYLOCK NO.12321 | 1 | 33.8104 | Catalog Stocked Product | YES | LS | _A | _10 | 83 | 10 | 14
8611220 | 8611220 | 14.7708 | 8.8625 | Industrial Advanced | 0.6 | 0.033 | 639889341265 | TS LOCK INSERT TRIANGULR 6 5MM | 6.5MM | 1 | 9.3056 | Catalog Non-Stocked Product | NO | LN | _A | _10 | 83 | 10 | 14
8611280 | 8611280 | 175.9068 | 105.5441 | Industrial Advanced | 0.6 | 1.384 | 639889341302 | TS COMFORT HANDLE RAL7035 | ASSA LOCK INSERT TYPE | 1 | 110.8213 | Catalog Non-Stocked Product | NO | LN | _A | _10 | 83 | 10 | 14
8611290 | 8611290 | 165.2763 | 99.1658 | Industrial Advanced | 0.6 | 1.19 | 639889358607 | TS COMFORT HANDLE RAL7035 | INSERT & PADLOCK STYLE | 1 | 104.1241 | Catalog Stocked Product | YES | LS | _A | _10 | 83 | 10 | 14
8611300 | 8611300 | 28.8031 | 17.2818 | Industrial Advanced | 0.6 | 0.128 | 639889351325 | PC HANDLE ADAPTOR F TS-PC |  | 1 | 18.1459 | Catalog Stocked Product | YES | LS | _A | _10 | 83 | 10 | 14
8611310 | 8611310 | 167.6262 | 100.5757 | Industrial Advanced | 0.6 | 2.116 | 639889346543 | DOOR INTERLOCK KIT F TS-FMDC | 37780 | 1 | 105.6045 | Catalog Stocked Product | YES | LS | _A | _10 | 83 | 50 | 14
8611330 | 8611330 | 240.8088 | 144.4853 | Industrial Advanced | 0.6 | 1.19 | 639889005723 | TS COMFORT HANDLE NICKEL PLATE | RITTAL INSERT TYPE | 1 | 151.7095 | Catalog Stocked Product | YES | LS | _A | _10 | 83 | 10 | 14
8611340 | 8611340 | 273.9312 | 164.3587 | Industrial Advanced | 0.6 | 1.316 | 639889005730 | TS COMFORT HANDLE NICKEL PLATE | SEMICYLINDER TYPE | 1 | 172.5767 | Catalog Non-Stocked Product | NO | LN | _A | _10 | 83 | 10 | 14
8611350 | 8611350 | 204.1056 | 122.4634 | Industrial Advanced | 0.6 | 1.162 | 639889016620 | TS COMFORT HANDLE RAL9005 | RITTAL INSERT TYPE | 1 | 128.5865 | Catalog Stocked Product | YES | LS | _A | _10 | 83 | 10 | 14
8611360 | 8611360 | 204.1056 | 122.4634 | Industrial Advanced | 0.6 | 1.171 | 639889016637 | TS COMFORT HANDLE RAL9005 | SEMI CYLINDER TYPE | 1 | 128.5865 | Catalog Stocked Product | YES | LS | _A | _10 | 83 | 10 | 14
8611370 | 8611370 | 101.9185 | 61.1511 | Industrial Advanced | 0.6 | 0.159 | 639889005747 | EXT LATCH F TS LEFT DBL DR | MECHANISM 1SET | 1 | 64.2087 | Catalog Stocked Product | YES | LS | _A | _10 | 83 | 10 | 14
8612000 | 8612000 | 393.1047 | 235.8628 | Industrial Advanced | 0.6 | 2.443 | 639889341319 | TS SYSTEM CHASSIS F-1000MM HOR | INTERNAL MOUNTING SURFACE | 4 | 247.656 | Catalog Stocked Product | YES | LS | _A | _10 | 85 | 10 | 14
8612020 | 8612020 | 453.0831 | 271.8499 | Industrial Advanced | 0.6 | 2.921 | 639889341326 | TS SYSTEM CHASSIS F-1200MM HOR | INTERNAL MOUNTING SURFACE | 4 | 285.4424 | Catalog Stocked Product | YES | LS | _A | _10 | 85 | 10 | 14
8612030 | 8612030 | 135.7347 | 81.4408 | Industrial Advanced | 0.6 | 0.728 | 639889856462 | TS SYSTEM CHASSIS F-300MM HOR | INTERNAL MOUNTING SURFACE | 4 | 85.5129 | Catalog Non-Stocked Product | NO | LN | _A | _10 | 85 | 10 | 14
8612040 | 8612040 | 170.8713 | 102.5228 | Industrial Advanced | 0.6 | 0.963 | 639889341333 | TS SYSTEM CHASSIS F-400MM HOR | INTERNAL MOUNTING SURFACE | 4 | 107.6489 | Catalog Stocked Product | YES | LS | _A | _10 | 85 | 10 | 14
8612050 | 8612050 | 202.6509 | 121.5905 | Industrial Advanced | 0.6 | 1.21 | 639889341340 | TS SYSTEM CHASSIS F-500MM HOR | INTERNAL MOUNTING SURFACE | 4 | 127.6701 | Catalog Stocked Product | YES | LS | _A | _10 | 85 | 10 | 14
8612060 | 8612060 | 235.5495 | 141.3297 | Industrial Advanced | 0.6 | 1.455 | 639889341357 | TS SYSTEM CHASSIS F-600MM HOR | INTERNAL MOUNTING SURFACE | 4 | 148.3962 | Catalog Stocked Product | YES | LS | _A | _10 | 85 | 10 | 14
8612070 | 8612070 | 281.988 | 169.1928 | Industrial Advanced | 0.6 | 1.742 | 639889884168 | TS SYSTEM CHASSIS F-700MM | FOR INNER MOUNTING LEVEL PU=4 | 4 | 177.6524 | Catalog Stocked Product | YES | LS | _A | _10 | 85 | 10 | 14
8612080 | 8612080 | 288.8139 | 173.2883 | Industrial Advanced | 0.6 | 1.951 | 639889341364 | TS SYSTEM CHASSIS F-800MM HOR | INTERNAL MOUNTING SURFACE | 4 | 181.9528 | Catalog Stocked Product | YES | LS | _A | _10 | 85 | 10 | 14
8612090 | 8612090 | 311.8653 | 187.1192 | Industrial Advanced | 0.6 | 2.26 | 639889367470 | TS SYSTEM CHASSIS F-900MM | HOR INTERNAL MOUNTING SURFACE | 4 | 196.4751 | Catalog Stocked Product | YES | LS | _A | _10 | 85 | 10 | 14
8612100 | 8612100 | 393.1047 | 235.8628 | Industrial Advanced | 0.6 | 2.348 | 639889341371 | TS SYSTEM CHASSIS F-1000MM HOR | EXTERNAL MOUNTING SURFACE | 4 | 247.656 | Catalog Stocked Product | YES | LS | _A | _10 | 85 | 10 | 14
8612120 | 8612120 | 449.6142 | 269.7685 | Industrial Advanced | 0.6 | 2.828 | 639889341388 | TS SYSTEM CHASSIS F-1200MM HOR | EXTERNAL MOUNTING SURFACE | 4 | 283.2569 | Catalog Stocked Product | YES | LS | _A | _10 | 85 | 10 | 14
8612130 | 8612130 | 129.9159 | 77.9495 | Industrial Advanced | 0.6 | 0.6 | 639889837164 | TS SYSTEM CHASSIS F-300MM HOR |  | 4 | 81.847 | Catalog Stocked Product | YES | L8 | _A | _10 | 85 | 10 | 14
8612140 | 8612140 | 167.6262 | 100.5757 | Industrial Advanced | 0.6 | 0.805 | 639889341395 | TS SYSTEM CHASSIS F-400MM HOR | EXTERNAL MOUNTING SURFACE | 4 | 105.6045 | Catalog Stocked Product | YES | LS | _A | _10 | 85 | 10 | 14
8612150 | 8612150 | 200.7486 | 120.4492 | Industrial Advanced | 0.6 | 1.08 | 639889341401 | TS SYSTEM CHASSIS F-500MM HOR | EXTERNAL MOUNTING SURFACE | 4 | 126.4716 | Catalog Stocked Product | YES | LS | _A | _10 | 85 | 10 | 14
8612160 | 8612160 | 234.0948 | 140.4569 | Industrial Advanced | 0.6 | 1.29 | 639889341418 | TS SYSTEM CHASSIS F-600MM HOR | EXTERNAL MOUNTING SURFACE | 4 | 147.4797 | Catalog Stocked Product | YES | LS | _A | _10 | 85 | 10 | 14
8612180 | 8612180 | 287.0235 | 172.2141 | Industrial Advanced | 0.6 | 1.83 | 639889341425 | TS SYSTEM CHASSIS F-800MM HOR | EXTERNAL MOUNTING SURFACE | 4 | 180.8248 | Catalog Stocked Product | YES | LS | _A | _10 | 85 | 10 | 14
8612240 | 8612240 | 100.5645 | 60.3387 | Industrial Advanced | 0.6 | 0.895 | 639889341432 | TS MOUNTING RAIL 18X38MM F-HW | 400 | 4 | 63.3557 | Catalog Stocked Product | YES | L8 | _A | _10 | 85 | 10 | 14
8612250 | 8612250 | 119.2854 | 71.5712 | Industrial Advanced | 0.6 | 1.193 | 639889341449 | TS MOUNTING RAIL 18X38MM | 500 | 4 | 75.1498 | Catalog Stocked Product | YES | LS | _A | _10 | 85 | 10 | 14
8612260 | 8612260 | 132.1539 | 79.2923 | Industrial Advanced | 0.6 | 1.464 | 639889341456 | TS MOUNTING RAIL 18x38MM for 600D | 600 | 4 | 83.257 | Catalog Stocked Product | YES | LS | _A | _10 | 85 | 10 | 14
8612280 | 8612280 | 177.5853 | 106.5512 | Industrial Advanced | 0.6 | 2.037 | 639889341463 | TS MOUNTING RAIL 18X38MM F-HW | 800 | 4 | 111.8787 | Catalog Stocked Product | YES | L8 | _A | _10 | 85 | 10 | 14
8612400 | 8612400 | 148.827 | 89.2962 | Industrial Advanced | 0.6 | 0.478 | 639889346550 | SMALL INSTALL BRKT CLIP-IN | 120 X 120 | 4 | 93.761 | Catalog Non-Stocked Product | NO | LN | _A | _10 | 85 | 10 | 14
8612410 | 8612410 | 129.9159 | 77.9495 | Industrial Advanced | 0.6 | 0.373 | 639889346567 | SMALL INSTALL BRKT SCREW-IN | 120 X 120 | 4 | 81.847 | Catalog Non-Stocked Product | NO | LN | _A | _10 | 85 | 10 | 14
8612550 | 8612550 | 202.6509 | 121.5905 | Industrial Advanced | 0.6 | 1.259 | 639889346574 | SYSTEM CHASSIS TS 0500 BEVELED | W/BEVELED ENDS | 4 | 127.6701 | Catalog Non-Stocked Product | NO | LN | _A | _10 | 85 | 10 | 14
8612560 | 8612560 | 235.5495 | 141.3297 | Industrial Advanced | 0.6 | 1.51 | 639889346581 | SYSTEM CHASSIS TS 0600 BEVELED | W/BEVELED ENDS | 4 | 148.3962 | Catalog Stocked Product | YES | LS | _A | _10 | 85 | 10 | 14
8612580 | 8612580 | 288.8139 | 173.2883 | Industrial Advanced | 0.6 | 1.997 | 639889346598 | SYSTEM CHASSIS TS 0800 BEVELED | W/BEVELED ENDS | 4 | 181.9528 | Catalog Stocked Product | YES | LS | _A | _10 | 85 | 10 | 14
8612650 | 8612650 | 187.5444 | 112.5266 | Industrial Advanced | 0.6 | 2.879 | 639889351332 | DUAL SYSTEM BAR F TS 500MM |  | 2 | 118.153 | Catalog Stocked Product | YES | LS | _A | _10 | 85 | 10 | 14
8612660 | 8612660 | 205.7841 | 123.4705 | Industrial Advanced | 0.6 | 3.329 | 639889351349 | DUAL SYSTEM BAR F TS 600MM |  | 2 | 129.644 | Catalog Stocked Product | YES | LS | _A | _10 | 85 | 10 | 14
8612680 | 8612680 | 232.4163 | 139.4498 | Industrial Advanced | 0.6 | 4.231 | 639889351356 | DUAL SYSTEM BAR F TS 800MM |  | 2 | 146.4223 | Catalog Stocked Product | YES | LS | _A | _10 | 85 | 10 | 14
8612960 | 8612960 | 285.0093 | 171.0056 | Industrial Advanced | 0.6 | 8.565 | 639889847293 | TS SUPPORT RAIL 65 X 42 MM F- 600W PU-2 |  | 2 | 179.5559 | Catalog Non-Stocked Product | NO | LN | _A | _10 | 85 | 10 | 14
8612980 | 8612980 | 295.416 | 177.2496 | Industrial Advanced | 0.6 | 11.501 | 639889847309 | TS SUPPORT RAIL 65 X 42 MM F- 800W |  | 2 | 186.1121 | Catalog Non-Stocked Product | NO | LN | _A | _10 | 85 | 10 | 14
8613000 | 8613000 | 700.3821 | 595.3248 | IT Advanced | 0.85 | 4.107 | 639889341937 | 19 RAIL F-2000H TS | HEIGHT 2000MM | 4 | 525.2866 | Catalog Non-Stocked Product | NO | LN | _A | _10 | 87 | 10 | 24
8613151 | 8613151 | 371.3961 | 222.8377 | Industrial Advanced | 0.6 | 1.093 | 639889924925 | VX SLIDE RAIL F-VX ADAPTOR SECTION 0500D |  | 10 | 233.9795 | Catalog Non-Stocked Product | NO | LN | _A | _10 | 87 | 10 | 14
8613161 | 8613161 | 386.3907 | 231.8344 | Industrial Advanced | 0.6 | 1.389 | 639889924932 | VX SLIDE RAIL F-VX ADAPTOR SECTION 0600D |  | 10 | 243.4261 | Catalog Non-Stocked Product | NO | LN | _A | _10 | 87 | 10 | 14
8613181 | 8613181 | 401.6091 | 240.9655 | Industrial Advanced | 0.6 | 1.944 | 639889924949 | VX SLIDE RAIL F-VX ADAPTOR SECTION 0800D |  | 10 | 253.0137 | Catalog Non-Stocked Product | NO | LN | _A | _10 | 87 | 10 | 14
8613860 | 8613860 | 3221.1534 | 1932.692 | Industrial Advanced | 0.6 | 50.679 | 639889380240 | 2000H0800W0600D TS SEISMIC KIT |  | 1 | 2029.3266 | Catalog Non-Stocked Product | NO | LN | _A | _10 | 85 | 10 | 14
8614040 | 8614040 | 293.7375 | 176.2425 | Industrial Advanced | 0.6 | 15.3 | 639889341470 | 1000X0400 PARTIAL MPL | 1000 X 400 MM | 1 | 185.0546 | Catalog Stocked Product | YES | LS | _A | _10 | 85 | 10 | 14
8614050 | 8614050 | 380.0124 | 228.0074 | Industrial Advanced | 0.6 | 19.411 | 639889341487 | 1000X0500 PARTIAL MPL | 1000 X 500 MM | 1 | 239.4078 | Catalog Stocked Product | YES | LS | _A | _10 | 85 | 10 | 14
8614060 | 8614060 | 419.7369 | 251.8421 | Industrial Advanced | 0.6 | 24.25 | 639889341494 | 1000X0600 PARTIAL MPL | 1000 X 600 MM | 1 | 264.4342 | Catalog Stocked Product | YES | LS | _A | _10 | 85 | 10 | 14
8614100 | 8614100 | 142.8963 | 85.7378 | Industrial Advanced | 0.6 | 1.177 | 639889005792 | TS HINGE SET F PARTIAL MPL |  | 1 | 90.0247 | Catalog Non-Stocked Product | NO | LN | _A | _10 | 85 | 10 | 14
8614240 | 8614240 | 380.0124 | 228.0074 | Industrial Advanced | 0.6 | 18.651 | 639889341500 | 1200X0400 PARTIAL MPL | 1200 X 400 MM | 1 | 239.4078 | Catalog Non-Stocked Product | NO | LN | _A | _10 | 85 | 10 | 14
8614250 | 8614250 | 431.5983 | 258.959 | Industrial Advanced | 0.6 | 23.942 | 639889341517 | 1200X0500 PARTIAL MPL | 1200 X 500 MM | 1 | 271.9069 | Catalog Stocked Product | YES | LS | _A | _10 | 85 | 10 | 14
8614260 | 8614260 | 487.7721 | 292.6633 | Industrial Advanced | 0.6 | 28.208 | 639889341524 | TS 1200X0600 PARTIAL MPL | 1200 X 600 MM | 1 | 307.2964 | Catalog Stocked Product | YES | LS | _A | _10 | 85 | 10 | 14
8614640 | 8614640 | 225.7023 | 135.4214 | Industrial Advanced | 0.6 | 9.171 | 639889341531 | TS 0600X0400 PARTIAL MPL | 600 X 400 MM | 1 | 142.1924 | Catalog Stocked Product | YES | LS | _A | _10 | 85 | 10 | 14
8614650 | 8614650 | 245.6205 | 147.3723 | Industrial Advanced | 0.6 | 11.993 | 639889341548 | 0600X0500 PARTIAL MPL | 600 X 500 MM | 1 | 154.7409 | Catalog Stocked Product | YES | LS | _A | _10 | 85 | 10 | 14
8614660 | 8614660 | 270.5742 | 162.3445 | Industrial Advanced | 0.6 | 13.713 | 639889341555 | 0600X0600 PARTIAL MPL | 600 X 600 MM | 1 | 170.4617 | Catalog Stocked Product | YES | LS | _A | _10 | 85 | 10 | 14
8614675 | 8614675 | 325.1814 | 195.1088 | Industrial Advanced | 0.6 | 21.517 | 639889005808 | 0775X0500 TS-PC PART MPL | ENC W 600MM | 1 | 204.8643 | Catalog Stocked Product | YES | LS | _A | _10 | 85 | 10 | 14
8614680 | 8614680 | 310.2987 | 186.1792 | Industrial Advanced | 0.6 | 19.621 | 639889341562 | 0600X0800 PARITAL MPL | 600 X 800 MM | 1 | 195.4882 | Catalog Stocked Product | YES | LS | _A | _10 | 85 | 10 | 14
8614840 | 8614840 | 263.8602 | 158.3161 | Industrial Advanced | 0.6 | 12.011 | 639889341579 | 0800X0400 PARTIAL MPL | 800 X 400 MM | 1 | 166.2319 | Catalog Stocked Product | YES | LS | _A | _10 | 85 | 10 | 14
8614850 | 8614850 | 288.8139 | 173.2883 | Industrial Advanced | 0.6 | 15.785 | 639889341586 | 0800X0500 PARTIAL MPL | 800 X 500 MM | 1 | 181.9528 | Catalog Stocked Product | YES | LS | _A | _10 | 85 | 10 | 14
8614880 | 8614880 | 403.2876 | 241.9726 | Industrial Advanced | 0.6 | 26.155 | 639889341593 | 0800X0800 PARTIAL MPL | 800 X 800 MM | 1 | 254.0712 | Catalog Stocked Product | YES | LS | _A | _10 | 85 | 10 | 14
8615000 | 8615000 | 1989.4701 | 1193.6821 | Industrial Advanced | 0.6 | 145.503 | 639889903579 | 1200H0600W0500D VX25 SGL TXT | WHD: 600x1200x500 mm | 1 | 1253.3662 | Catalog Stocked Product | YES | L8 | _A | _03 | 25 | 10 | 14
8615010 | 8615010 | 1690.9209 | 1014.5525 | Industrial Advanced | 0.6 | 130.071 | 639889923041 | 1200H0600W0500D VX25 SGL TXT LESS MPL |  | 1 | 1065.2802 | Catalog Non-Stocked Product | NO | LN | _A | _03 | 25 | 20 | 14
8617000 | 8617000 | 129.3564 | 77.6138 | Industrial Advanced | 0.6 | 0.635 | 639889905542 | VX PUNCHED SECTION 18X64MM F-300MM | EXTERNAL MOUNTING SURFACE | 4 | 81.4945 | Catalog Stocked Product | YES | L8 | _A | _10 | 85 | 10 | 14
8617010 | 8617010 | 167.6262 | 100.5757 | Industrial Advanced | 0.6 | 0.871 | 639889905559 | VX PUNCHED SECTION 18X64MM F-400MM | EXTERNAL MOUNTING SURFACE | 4 | 105.6045 | Catalog Stocked Product | YES | L8 | _A | _10 | 85 | 10 | 14
8617020 | 8617020 | 200.7486 | 120.4492 | Industrial Advanced | 0.6 | 1.142 | 639889905566 | VX PUNCHED SECTION 18X64MM F-500MM | EXTERNAL MOUNTING SURFACE | 4 | 126.4716 | Catalog Non-Stocked Product | NO | LN | _A | _10 | 85 | 10 | 14
8617030 | 8617030 | 234.0948 | 140.4569 | Industrial Advanced | 0.6 | 1.455 | 639889905573 | VX PUNCHED SECTION 18X64MM F-600MM | EXTERNAL MOUNTING SURFACE | 4 | 147.4797 | Catalog Non-Stocked Product | NO | LN | _A | _10 | 85 | 10 | 14
8617040 | 8617040 | 287.0235 | 172.2141 | Industrial Advanced | 0.6 | 1.962 | 639889905580 | VX PUNCHED SECTION 18X64MM F-800MM | EXTERNAL MOUNTING SURFACE | 4 | 180.8248 | Catalog Stocked Product | YES | LS | _A | _10 | 85 | 10 | 14
8617050 | 8617050 | 393.1047 | 235.8628 | Industrial Advanced | 0.6 | 2.359 | 639889905597 | VX PUNCHED SECTION 18X64MM F-1000MM | EXTERNAL MOUNTING SURFACE | 4 | 247.656 | Catalog Stocked Product | YES | L8 | _A | _10 | 85 | 10 | 14
8617060 | 8617060 | 449.6142 | 269.7685 | Industrial Advanced | 0.6 | 2.921 | 639889905603 | VX PUNCHED SECTION 18X64MM F-1200MM | EXTERNAL MOUNTING SURFACE | 4 | 283.2569 | Catalog Stocked Product | YES | L8 | _A | _10 | 85 | 10 | 14
8617100 | 8617100 | 164.1573 | 98.4944 | Industrial Advanced | 0.6 | 0.615 | 639889905610 | VX PUNCHED SECTION 23X64MM F-300MM | INTERNAL MOUNTING SURFACE | 4 | 103.4191 | Catalog Non-Stocked Product | NO | LN | _A | _10 | 85 | 10 | 14
8617110 | 8617110 | 195.825 | 117.495 | Industrial Advanced | 0.6 | 0.842 | 639889905627 | VX PUNCHED SECTION 23X64MM F-400MM | INTERNAL MOUNTING SURFACE | 4 | 123.3697 | Catalog Non-Stocked Product | NO | LN | _A | _10 | 85 | 10 | 14
8617120 | 8617120 | 202.6509 | 121.5905 | Industrial Advanced | 0.6 | 1.091 | 639889905634 | VX PUNCHED SECTION 23X64MM F-500MM | INTERNAL MOUNTING SURFACE | 4 | 127.6701 | Catalog Stocked Product | YES | LS | _A | _10 | 85 | 10 | 14
8617130 | 8617130 | 235.5495 | 141.3297 | Industrial Advanced | 0.6 | 1.384 | 639889905641 | VX PUNCHED SECTION 23X64MM F-600MM | INTERNAL MOUNTING SURFACE | 4 | 148.3962 | Catalog Non-Stocked Product | NO | LN | _A | _10 | 85 | 10 | 14
8617140 | 8617140 | 290.2686 | 174.1612 | Industrial Advanced | 0.6 | 1.863 | 639889905658 | VX PUNCHED SECTION 23X64MM F-800MM | INTERNAL MOUNTING SURFACE | 4 | 182.8692 | Catalog Non-Stocked Product | NO | LN | _A | _10 | 85 | 10 | 14
8617150 | 8617150 | 404.8542 | 242.9125 | Industrial Advanced | 0.6 | 2.326 | 639889905665 | VX PUNCHED SECTION 23X64MM F-1000MM | INTERNAL MOUNTING SURFACE | 4 | 255.0581 | Catalog Non-Stocked Product | NO | LN | _A | _10 | 85 | 10 | 14
8617160 | 8617160 | 484.527 | 290.7162 | Industrial Advanced | 0.6 | 2.822 | 639889905672 | VX PUNCHED SECTION 23X64MM F-1200MM | INTERNAL MOUNTING SURFACE | 4 | 305.252 | Catalog Non-Stocked Product | NO | LN | _A | _10 | 85 | 10 | 14
8617170 | 8617170 | 545.7363 | 327.4418 | Industrial Advanced | 0.6 | 3.197 | 639889905689 | VX PUNCHED SECTION 23X64MM F-1400MM | INTERNAL MOUNTING SURFACE | 4 | 343.8139 | Catalog Stocked Product | YES | L8 | _A | _10 | 85 | 10 | 14
8617180 | 8617180 | 635.3682 | 381.2209 | Industrial Advanced | 0.6 | 3.814 | 639889905696 | VX PUNCHED SECTION 23X64MM F-1600MM | INTERNAL MOUNTING SURFACE | 4 | 400.282 | Catalog Non-Stocked Product | NO | LN | _A | _10 | 85 | 10 | 14
8617190 | 8617190 | 721.6431 | 432.9859 | Industrial Advanced | 0.6 | 4.299 | 639889905702 | VX PUNCHED SECTION 23X64MM F-1800MM | INTERNAL MOUNTING SURFACE | 4 | 454.6352 | Catalog Non-Stocked Product | NO | LN | _A | _10 | 85 | 10 | 14
8617200 | 8617200 | 813.1773 | 487.9064 | Industrial Advanced | 0.6 | 4.619 | 639889905719 | VX PUNCHED SECTION 23X64MM F-2000MM | INTERNAL MOUNTING SURFACE | 4 | 512.3017 | Catalog Non-Stocked Product | NO | LN | _A | _10 | 85 | 10 | 14
8617210 | 8617210 | 904.2639 | 542.5583 | Industrial Advanced | 0.6 | 5.245 | 639889905726 | VX PUNCHED SECTION 23X64MM F-2200MM | INTERNAL MOUNTING SURFACE | 4 | 569.6863 | Catalog Stocked Product | YES | L8 | _A | _10 | 85 | 10 | 14
8617351 | 8617351 | 118.1664 | 70.8998 | Industrial Advanced | 0.6 | 0.317 | 639889911871 | VX MOUNTING PLATE ATTACHMENT | TYPE B | 10 | 74.4448 | Catalog Non-Stocked Product | NO | LN | _A | _10 | 85 | 10 | 14
8617352 | 8617352 | 95.5178 | 57.3107 | Industrial Advanced | 0.6 | 0.115 | 639889911888 | VX MOUNTING PLATE ATTACHMENT | TYPE C | 10 | 60.1762 | Catalog Non-Stocked Product | NO | LN | _A | _10 | 85 | 10 | 14
8617353 | 8617353 | 143.9034 | 86.342 | Industrial Advanced | 0.6 | 0.298 | 639889924277 | VX MOUNTING PLATE ATTACHMENT |  | 5 | 90.6591 | Catalog Non-Stocked Product | NO | LN | _A | _10 | 85 | 10 | 14
8617360 | 8617360 | 157.5552 | 94.5331 | Industrial Advanced | 0.6 | 1.195 | 639889911895 | VX BACK TO BACK MPL INSTALL KIT | for mounting plates back-to-back | 1 | 99.2598 | Catalog Non-Stocked Product | NO | LN | _A | _10 | 85 | 10 | 14
8617370 | 8617370 | 157.5552 | 94.5331 | Industrial Advanced | 0.6 | 1.808 | 639889905498 | VX MULTIFUNCTION MPL INSTALL KIT | for mounting plate | 1 | 99.2598 | Catalog Non-Stocked Product | NO | LN | _A | _10 | 85 | 10 | 14
8617400 | 8617400 | 266.7696 | 160.0618 | Industrial Advanced | 0.6 | 3.309 | 639889905504 | VX 25 SLIDE RAIL F-600MM WIDE | for mounting plate, for W: 600 mm | 2 | 168.0648 | Catalog Non-Stocked Product | NO | LN | _A | _10 | 85 | 10 | 14
8617401 | 8617401 | 283.3308 | 169.9985 | Industrial Advanced | 0.6 | 4.431 | 639889905511 | VX 25 SLIDE RAIL F-800MM WIDE | for mounting plate, for W: 800 mm | 2 | 178.4984 | Catalog Non-Stocked Product | NO | LN | _A | _10 | 85 | 10 | 14
8617402 | 8617402 | 278.9667 | 167.38 | Industrial Advanced | 0.6 | 6.746 | 639889905528 | VX 25 SLIDE RAIL F-1200MM WIDE | for mounting plate, for W: 1200 mm | 2 | 175.749 | Catalog Non-Stocked Product | NO | LN | _A | _10 | 85 | 10 | 14
8617403 | 8617403 | 290.7162 | 174.4297 | Industrial Advanced | 0.6 | 5.313 | 639889927643 | VX 25 SLIDE RAIL F-1000MM WIDE |  | 2 | 183.1512 | Catalog Non-Stocked Product | NO | LN | _A | _10 | 85 | 10 | 14
8617500 | 8617500 | 113.4666 | 68.08 | Industrial Advanced | 0.6 | 0.551 | 639889906068 | VX BAYING BRACKET |  | 6 | 71.484 | Catalog Stocked Product | YES | LS | _A | _10 | 82 | 10 | 14
8617501 | 8617501 | 113.4666 | 68.08 | Industrial Advanced | 0.6 | 0.346 | 639889906075 | VX BAYING BLOCK |  | 6 | 71.484 | Catalog Stocked Product | YES | LS | _A | _10 | 82 | 10 | 14
8617502 | 8617502 | 102.4109 | 61.4465 | Industrial Advanced | 0.6 | 0.324 | 639889906082 | VX BAYING CONNECTOR | sheet steel, zinc-plated | 6 | 64.5189 | Catalog Non-Stocked Product | NO | LN | _A | _10 | 82 | 10 | 14
8617503 | 8617503 | 145.0224 | 87.0134 | Industrial Advanced | 0.6 | 0.353 | 639889906099 | VX S-S BAYING CONNECTOR | 0 | 6 | 91.3641 | Catalog Non-Stocked Product | NO | LN | _A | _10 | 82 | 1E | 14
8617505 | 8617505 | 113.4666 | 68.08 | Industrial Advanced | 0.6 | 3.527 | 639889906105 | VX BAYING KIT VX-TS |  | 1 | 71.484 | Catalog Stocked Product | YES | L8 | _A | _10 | 82 | 10 | 14
8617506 | 8617506 | 90.9635 | 54.5781 | Industrial Advanced | 0.6 | 0.26 | 639889924901 | VX QUICK-FIT BAYING CLAMP |  | 6 | 57.307 | Catalog Non-Stocked Product | NO | LN | _A | _10 | 82 | 10 | 14
8617507 | 8617507 | 78.7776 | 47.2666 | Industrial Advanced | 0.6 | 1.455 | 639889916661 | BAYING SEAL FOR VX |  | 1 | 49.6299 | Catalog Non-Stocked Product | NO | LN | _A | _10 | 82 | 10 | 14
8617508 | 8617508 | 98.472 | 59.0832 | Industrial Advanced | 0.6 | 0.58 | 639889924697 | VX ANGULAR BAYING BRACKET |  | 4 | 62.0374 | Catalog Non-Stocked Product | NO | LN | _A | _10 | 82 | 10 | 14
8617510 | 8617510 | 244.1658 | 146.4995 | Industrial Advanced | 0.6 | 9.744 | 639889905351 | VX 25 0500W0300D PARTIAL MPL | WH: 500x300 mm | 1 | 153.8245 | Catalog Non-Stocked Product | NO | LN | _A | _10 | 85 | 10 | 14
8617520 | 8617520 | 264.8673 | 158.9204 | Industrial Advanced | 0.6 | 12.478 | 639889905368 | VX 25 0500W0400D PARTIAL MPL | WH: 500x400 mm | 1 | 166.8664 | Catalog Non-Stocked Product | NO | LN | _A | _10 | 85 | 10 | 14
8617530 | 8617530 | 288.4782 | 173.0869 | Industrial Advanced | 0.6 | 14.991 | 639889905375 | VX 25 0500W0500D PARTIAL MPL | WH: 500x500 mm | 1 | 181.7413 | Catalog Non-Stocked Product | NO | LN | _A | _10 | 85 | 10 | 14
8617540 | 8617540 | 350.0232 | 210.0139 | Industrial Advanced | 0.6 | 20.326 | 639889905382 | VX 25 0500W0700D PARTIAL MPL | WH: 500x700 mm | 1 | 220.5146 | Catalog Stocked Product | YES | L8 | _A | _10 | 85 | 10 | 14
8617550 | 8617550 | 334.2453 | 200.5472 | Industrial Advanced | 0.6 | 21.693 | 639889905399 | VX 25 0500W0775D PARTIAL MPL | WH: 500x775 mm | 1 | 210.5745 | Catalog Non-Stocked Product | NO | LN | _A | _10 | 85 | 10 | 14
8617560 | 8617560 | 283.7784 | 170.267 | Industrial Advanced | 0.6 | 12.743 | 639889905405 | VX 25 0700W0300D PARTIAL MPL | WH: 700x300 mm | 1 | 178.7804 | Catalog Non-Stocked Product | NO | LN | _A | _10 | 85 | 10 | 14
8617570 | 8617570 | 308.9559 | 185.3735 | Industrial Advanced | 0.6 | 16.27 | 639889905412 | VX 25 0700W0400D PARTIAL MPL | WH: 700x400 mm | 1 | 194.6422 | Catalog Non-Stocked Product | NO | LN | _A | _10 | 85 | 10 | 14
8617580 | 8617580 | 422.4225 | 253.4535 | Industrial Advanced | 0.6 | 26.155 | 639889905429 | VX 25 0700W0700D PARTIAL MPL | WH: 700x700 mm | 1 | 266.1262 | Catalog Non-Stocked Product | NO | LN | _A | _10 | 85 | 10 | 14
8617590 | 8617590 | 312.201 | 187.3206 | Industrial Advanced | 0.6 | 16.27 | 639889905436 | VX 25 0900W0300D PARTIAL MPL | WH: 900x300 mm | 1 | 196.6866 | Catalog Non-Stocked Product | NO | LN | _A | _10 | 85 | 10 | 14
8617600 | 8617600 | 398.8116 | 239.287 | Industrial Advanced | 0.6 | 19.411 | 639889905443 | VX 25 0900W0400D PARTIAL MPL | WH: 900x400 mm | 1 | 251.2513 | Catalog Non-Stocked Product | NO | LN | _A | _10 | 85 | 10 | 14
8617610 | 8617610 | 439.767 | 263.8602 | Industrial Advanced | 0.6 | 24.78 | 639889905450 | VX 25 0900W0500D PARTIAL MPL | WH: 900x500 mm | 1 | 277.0532 | Catalog Non-Stocked Product | NO | LN | _A | _10 | 85 | 10 | 14
8617620 | 8617620 | 398.8116 | 239.287 | Industrial Advanced | 0.6 | 18.959 | 639889905467 | VX 25 1100W0300D PARTIAL MPL | WH: 1100x300 mm | 1 | 251.2513 | Catalog Non-Stocked Product | NO | LN | _A | _10 | 85 | 10 | 14
8617630 | 8617630 | 452.5236 | 271.5142 | Industrial Advanced | 0.6 | 24.515 | 639889905474 | VX 25 1100W0400D PARTIAL MPL | WH: 1100x400 mm | 1 | 285.0899 | Catalog Non-Stocked Product | NO | LN | _A | _10 | 85 | 10 | 14
8617640 | 8617640 | 507.5784 | 304.547 | Industrial Advanced | 0.6 | 29.056 | 639889905481 | VX 25 1100W0500D PARTIAL MPL | WH: 1100x500 mm | 1 | 319.7744 | Catalog Non-Stocked Product | NO | LN | _A | _10 | 85 | 10 | 14
8617650 | 8617650 | 141.8892 | 85.1335 | Industrial Advanced | 0.6 | 0.913 | 639889905535 | VX 25 HINGE SET F PARTIAL MPL | for partial mounting plate | 1 | 89.3902 | Catalog Non-Stocked Product | NO | LN | _A | _10 | 85 | 10 | 14
8617655 | 8617655 | 92.4406 | 55.4644 | Industrial Advanced | 0.6 | 0.461 | 639889924918 | VX HOLDER FOR PARTIAL MOUNTING PLATES |  | 1 | 58.2376 | Catalog Non-Stocked Product | NO | LN | _A | _10 | 85 | 10 | 14
8617660 | 8617660 | 171.4308 | 102.8585 | Industrial Advanced | 0.6 | 5.115 | 639889916678 | PARTIAL ASSEMBLY PLATE F-VX 0400H0500W |  | 1 | 108.0014 | Catalog Non-Stocked Product | NO | LN | _A | _10 | 85 | 10 | 14
8617661 | 8617661 | 212.1624 | 127.2974 | Industrial Advanced | 0.6 | 7.496 | 639889916685 | PARTIAL ASSEMBLY PLATE F-VX 0600H0500W |  | 1 | 133.6623 | Catalog Non-Stocked Product | NO | LN | _A | _10 | 85 | 10 | 14
8617662 | 8617662 | 201.6438 | 120.9863 | Industrial Advanced | 0.6 | 6.349 | 639889916692 | PARTIAL ASSEMBLY PLATE F-VX 0400H0600W |  | 1 | 127.0356 | Catalog Non-Stocked Product | NO | LN | _A | _10 | 85 | 10 | 14
8617663 | 8617663 | 272.9241 | 163.7545 | Industrial Advanced | 0.6 | 9.127 | 639889916708 | PARTIAL ASSEMBLY PLATE F-VX 0600H0600W |  | 1 | 171.9422 | Catalog Non-Stocked Product | NO | LN | _A | _10 | 85 | 10 | 14
8617664 | 8617664 | 231.8568 | 139.1141 | Industrial Advanced | 0.6 | 8.642 | 639889916715 | PARTIAL ASSEMBLY PLATE F-VX 0400H0800W |  | 1 | 146.0698 | Catalog Non-Stocked Product | NO | LN | _A | _10 | 85 | 10 | 14
8617665 | 8617665 | 333.462 | 200.0772 | Industrial Advanced | 0.6 | 12.698 | 639889916722 | PARTIAL ASSEMBLY PLATE F-VX 0600H0800W |  | 1 | 210.0811 | Catalog Non-Stocked Product | NO | LN | _A | _10 | 85 | 10 | 14
8617700 | 8617700 | 97.8565 | 58.7139 | Industrial Advanced | 0.6 | 0.838 | 639889905771 | VX MOUNTING RAIL 18X39MM | FOR W/D 400MM | 4 | 61.6496 | Catalog Stocked Product | YES | L8 | _A | _10 | 85 | 10 | 14
8617710 | 8617710 | 114.4737 | 68.6842 | Industrial Advanced | 0.6 | 1.102 | 639889905788 | VX MOUNTING RAIL 18X39MM | FOR W/D 500MM | 4 | 72.1184 | Catalog Stocked Product | YES | L8 | _A | _10 | 85 | 10 | 14
8617720 | 8617720 | 129.3564 | 77.6138 | Industrial Advanced | 0.6 | 1.345 | 639889905795 | VX MOUNTING RAIL 18X39MM | FOR W/D 600MM | 4 | 81.4945 | Catalog Stocked Product | YES | L8 | _A | _10 | 85 | 10 | 14
8617730 | 8617730 | 174.3402 | 104.6041 | Industrial Advanced | 0.6 | 1.896 | 639889905801 | VX MOUNTING RAIL 18X39MM | FOR W/D 800MM | 4 | 109.8343 | Catalog Stocked Product | YES | L8 | _A | _10 | 85 | 10 | 14
8617750 | 8617750 | 204.6651 | 122.7991 | Industrial Advanced | 0.6 | 2.568 | 639889926240 | SE ADAPTOR RAIL FOR VX - H1800 |  | 4 | 128.939 | Catalog Non-Stocked Product | NO | LN | _A | _10 | 85 | 10 | 14
8617751 | 8617751 | 224.3595 | 134.6157 | Industrial Advanced | 0.6 | 2.811 | 639889926257 | SE ADAPTOR RAIL FOR VX - H2000 |  | 4 | 141.3465 | Catalog Non-Stocked Product | NO | LN | _A | _10 | 85 | 10 | 14
8617760 | 8617760 | 78.7776 | 47.2666 | Industrial Advanced | 0.6 | 0.326 | 639889926264 | SE ADAPTOR RAIL FOR VX - 200 |  | 4 | 49.6299 | Catalog Non-Stocked Product | NO | LN | _A | _10 | 85 | 10 | 14
8617800 | 8617800 | 179.1519 | 107.4911 | Industrial Advanced | 0.6 | 3.373 | 639889905818 | VX SUPPORT RAIL 48X26MM F-600MM WIDTH | for W: 600 mm | 2 | 112.8657 | Catalog Non-Stocked Product | NO | LN | _A | _10 | 85 | 10 | 14
8617810 | 8617810 | 214.0647 | 128.4388 | Industrial Advanced | 0.6 | 4.541 | 639889905825 | VX SUPPORT RAIL 48X26MM F-800MM WIDTH | for W: 800 mm | 2 | 134.8608 | Catalog Stocked Product | YES | L8 | _A | _10 | 85 | 10 | 14
8617820 | 8617820 | 333.462 | 200.0772 | Industrial Advanced | 0.6 | 5.666 | 639889905832 | VX SUPPORT RAIL 48X26MM F-1000MM WIDTH | for W: 1000 mm | 2 | 210.0811 | Catalog Stocked Product | YES | L8 | _A | _10 | 85 | 10 | 14
8617830 | 8617830 | 315.2223 | 189.1334 | Industrial Advanced | 0.6 | 6.57 | 639889905849 | VX SUPPORT RAIL 48X26MM F-1200MM WIDTH | for W: 1200 mm | 2 | 198.59 | Catalog Stocked Product | YES | L8 | _A | _10 | 85 | 10 | 14
8618000 | 8618000 | 1586.8539 | 952.1123 | Industrial Advanced | 0.6 | 28.66 | 639889912717 | 1800H0600W VX VIEWING DOOR | ALUMINUM | 1 | 999.718 | Catalog Non-Stocked Product | NO | LN | _A | _10 | 83 | 10 | 14
8618010 | 8618010 | 1691.1447 | 1014.6868 | Industrial Advanced | 0.6 | 35.273 | 639889912724 | 1800H0800W VX VIEWING DOOR | ALUMINUM | 1 | 1065.4212 | Catalog Non-Stocked Product | NO | LN | _A | _10 | 83 | 10 | 14
8618020 | 8618020 | 1756.1586 | 1053.6952 | Industrial Advanced | 0.6 | 31.305 | 639889912731 | 2000H0600W VX VIEWING DOOR | ALUMINUM | 1 | 1106.3799 | Catalog Non-Stocked Product | NO | LN | _A | _10 | 83 | 10 | 14
8618030 | 8618030 | 1891.5576 | 1134.9346 | Industrial Advanced | 0.6 | 38.36 | 639889912748 | 2000H0800W VX VIEWING DOOR | ALUMINUM | 1 | 1191.6813 | Catalog Non-Stocked Product | NO | LN | _A | _10 | 83 | 10 | 14
8618040 | 8618040 | 1965.9711 | 1179.5827 | Industrial Advanced | 0.6 | 33.951 | 639889912755 | 2200H0600W VX VIEWING DOOR | ALUMINUM | 1 | 1238.5618 | Catalog Non-Stocked Product | NO | LN | _A | _10 | 83 | 10 | 14
8618050 | 8618050 | 1910.4687 | 1146.2812 | Industrial Advanced | 0.6 | 41.446 | 639889912762 | 2200H0800W VX VIEWING DOOR | ALUMINUM | 1 | 1203.5953 | Catalog Non-Stocked Product | NO | LN | _A | _10 | 83 | 10 | 14
8618110 | 8618110 | 74.2233 | 44.534 | Industrial Advanced | 0.6 | 0.123 | 639889912779 | VX LOCKING COMPONENTS | PU=4 | 4 | 46.7607 | Catalog Non-Stocked Product | NO | LN | _A | _10 | 83 | 10 | 14
8618120 | 8618120 | 1288.1928 | 772.9157 | Industrial Advanced | 0.6 | 83.774 | 639889912786 | 2000H0400W VX DBL DOOR SET | F.0800W ENCL. RAL7035 | 1 | 811.5615 | Catalog Non-Stocked Product | NO | LN | _A | _10 | 83 | 10 | 14
8618200 | 8618200 | 155.9886 | 93.5932 | Industrial Advanced | 0.6 | 1.455 | 639889906112 | VX COMFORT HANDLE RAL7035 | LOCK INSERT STYLE | 1 | 98.2728 | Catalog Stocked Product | YES | LS | _A | _10 | 83 | 10 | 14
8618220 | 8618220 | 606.8337 | 364.1002 | Industrial Advanced | 0.6 | 1.94 | 639889906129 | VX COMFORT HANDLE S-S | LOCK INSERT STYLE | 1 | 382.3052 | Catalog Non-Stocked Product | NO | LN | _A | _10 | 83 | 1E | 14
8618230 | 8618230 | 171.9903 | 103.1942 | Industrial Advanced | 0.6 | 1.486 | 639889906136 | VX COMFORT HANDLE RAL7035 | PADLOCK AND LOCK INSERT STYLE | 1 | 108.3539 | Catalog Stocked Product | YES | L8 | _A | _10 | 83 | 10 | 14
8618240 | 8618240 | 210.1482 | 126.0889 | Industrial Advanced | 0.6 | 1.543 | 639889906143 | VX COMFORT HANDLE RAL7035 | W/E1 LOCK INSERT | 1 | 132.3934 | Catalog Non-Stocked Product | NO | LN | _A | _10 | 83 | 10 | 14
8618250 | 8618250 | 175.0116 | 105.007 | Industrial Advanced | 0.6 | 1.587 | 639889906150 | VX COMFORT HANDLE RAL7035 | SEMI CYLINDER TYPE | 1 | 110.2573 | Catalog Non-Stocked Product | NO | LN | _A | _10 | 83 | 10 | 14
8618251 | 8618251 | 192.468 | 115.4808 | Industrial Advanced | 0.6 | 1.585 | 639889916647 | VX COMFORT HANDLE RAL9005 |  | 1 | 121.2548 | Catalog Non-Stocked Product | NO | LN | _A | _10 | 83 | 10 | 14
8618252 | 8618252 | 265.3149 | 159.1889 | Industrial Advanced | 0.6 | 1.583 | 639889916654 | VX COMFORT HANDLE RAL9003 |  | 1 | 167.1484 | Catalog Non-Stocked Product | NO | LN | _A | _10 | 83 | 10 | 14
8618270 | 8618270 | 184.635 | 110.781 | Industrial Advanced | 0.6 | 1.594 | 639889906167 | VX COMFORT HANDLE RAL7035 | ASSA LOCK INSERT TYPE | 1 | 116.32 | Catalog Non-Stocked Product | NO | LN | _A | _10 | 83 | 10 | 14
8618280 | 8618280 | 732.8331 | 439.6999 | Industrial Advanced | 0.6 | 2.13 | 639889906174 | VX COMFORT HANDLE S-S | SEMI CYLINDER TYPE | 1 | 461.6849 | Catalog Non-Stocked Product | NO | LN | _A | _10 | 83 | 1E | 14
8618300 | 8618300 | 22.2793 | 13.3676 | Industrial Advanced | 0.6 | 0.033 | 639889906181 | VX LOCK INSERT SQUARE 7MM | type G, die-cast zinc, 7 mm square | 1 | 14.036 | Catalog Non-Stocked Product | NO | LN | _A | _10 | 83 | 10 | 14
8618301 | 8618301 | 22.2793 | 13.3676 | Industrial Advanced | 0.6 | 0.033 | 639889906198 | VX LOCK INSERT SQUARE 8MM | type G, die-cast zinc, 8 mm square | 1 | 14.036 | Catalog Non-Stocked Product | NO | LN | _A | _10 | 83 | 10 | 14
8618302 | 8618302 | 22.2793 | 13.3676 | Industrial Advanced | 0.6 | 0.031 | 639889906204 | VX LOCK INSERT TRIANGULAR 7MM | type G, die-cast zinc, 7 mm triangular | 1 | 14.036 | Catalog Non-Stocked Product | NO | LN | _A | _10 | 83 | 10 | 14
8618303 | 8618303 | 22.2793 | 13.3676 | Industrial Advanced | 0.6 | 0.035 | 639889906211 | VX LOCK INSERT TRIANGULAR 8MM | type G, die-cast zinc, 8 mm triangular | 1 | 14.036 | Catalog Non-Stocked Product | NO | LN | _A | _10 | 83 | 10 | 14
8618304 | 8618304 | 22.2793 | 13.3676 | Industrial Advanced | 0.6 | 0.042 | 639889906228 | VX LOCK INSERT SCREWDRIVER | type G, die-cast zinc, screwdriver | 1 | 14.036 | Catalog Non-Stocked Product | NO | LN | _A | _10 | 83 | 10 | 14
8618305 | 8618305 | 22.2793 | 13.3676 | Industrial Advanced | 0.6 | 0.04 | 639889906235 | VX LOCK INSERT DAIMLER BIT | type G, die-cast zinc, Daimler insert | 1 | 14.036 | Catalog Non-Stocked Product | NO | LN | _A | _10 | 83 | 10 | 14
8618306 | 8618306 | 22.2793 | 13.3676 | Industrial Advanced | 0.6 | 0.042 | 639889906242 | VX LOCK INSERT DOUBLE BIT | type G, die-cast zinc, 3 mm double-bit | 1 | 14.036 | Catalog Non-Stocked Product | NO | LN | _A | _10 | 83 | 10 | 14
8618307 | 8618307 | 22.2793 | 13.3676 | Industrial Advanced | 0.6 | 0.04 | 639889906259 | VX LOCK INSERT FIAT | type G, die-cast zinc, Fiat | 1 | 14.036 | Catalog Non-Stocked Product | NO | LN | _A | _10 | 83 | 10 | 14
8618308 | 8618308 | 22.2793 | 13.3676 | Industrial Advanced | 0.6 | 0.033 | 639889906266 | VX LOCK INSERT TRIANGULAR 6.5MM | type G, die-cast zinc, 6.5 mm triangular (CNOMO) | 1 | 14.036 | Catalog Non-Stocked Product | NO | LN | _A | _10 | 83 | 10 | 14
8618320 | 8618320 | 108.5654 | 81.424 | Spare Parts | 0.75 | 0.187 | 639889906273 | VX HINGE DOOR 130 DEGREES |  | 4 | 68.3962 | Non-Stocked Spare Part Product | NO | SP | _E | _52 | 11 | 40 | SP
8618330 | 8618330 | 191.0133 | 114.608 | Industrial Advanced | 0.6 | 0.41 | 639889906280 | VX HINGE DOOR 180 DEGREES; RAL7035 | REPLACING 8800190, 8800710, 8800950 | 4 | 120.3384 | Catalog Non-Stocked Product | NO | LN | _A | _10 | 83 | 10 | 14
8618340 | 8618340 | 297.8778 | 178.7267 | Industrial Advanced | 0.6 | 0.531 | 639889907454 | VX HINGE 180-D S-S |  | 4 | 187.663 | Catalog Non-Stocked Product | NO | LN | _A | _10 | 83 | 1E | 14
8618420 | 8618420 | 260.5032 | 156.3019 | Industrial Advanced | 0.6 | 0.185 | 639889913516 | VX DOOR ALIGNMENT ADAPTER |  | 10 | 164.117 | Catalog Non-Stocked Product | NO | LN | _A | _10 | 83 | 10 | 14
8618425 | 8618425 | 36.927 | 22.1562 | Industrial Advanced | 0.6 | 0.672 | 639889926776 | VX DOOR STAY FOR ESCAPE ROUTES |  | 1 | 23.264 | Catalog Non-Stocked Product | NO | LN | _A | _10 | 83 | 10 | 14
8618430 | 8618430 | 44.8048 | 26.8829 | Industrial Advanced | 0.6 | 0.75 | 639889913509 | VX DOOR STAY |  | 1 | 28.227 | Catalog Stocked Product | YES | L8 | _A | _10 | 83 | 10 | 14
8618450 | 8618450 | 161.0241 | 96.6145 | Industrial Advanced | 0.6 | 0.787 | 639889913523 | VX ADHESIVE ID STRIP F-0600W |  | 1 | 101.4452 | Catalog Non-Stocked Product | NO | LN | _A | _10 | 83 | 10 | 14
8618451 | 8618451 | 188.5515 | 113.1309 | Industrial Advanced | 0.6 | 0.926 | 639889913530 | VX ADHESIVE ID STRIP F-0800W |  | 1 | 118.7874 | Catalog Non-Stocked Product | NO | LN | _A | _10 | 83 | 10 | 14
8618460 | 8618460 | 260.727 | 156.4362 | Industrial Advanced | 0.6 | 0.029 | 639889913493 | VX LOCKING ROD STOP TO CNOMO |  | 10 | 164.258 | Catalog Non-Stocked Product | NO | LN | _A | _10 | 83 | 10 | 14
8618501 | 8618501 | 1650.525 | 990.315 | Industrial Advanced | 0.6 | 25.353 | 639889923676 | 0600W0600D VX TOPMOUNT MODULE |  | 1 | 1039.8308 | Catalog Non-Stocked Product | NO | LN | _A | _10 | 84 | 10 | 14
8618511 | 8618511 | 1810.3182 | 1086.1909 | Industrial Advanced | 0.6 | 28.086 | 639889923683 | 0800W0600D VX TOPMOUNT MODULE |  | 1 | 1140.5005 | Catalog Non-Stocked Product | NO | LN | _A | _10 | 84 | 10 | 14
8618521 | 8618521 | 1909.1259 | 1145.4755 | Industrial Advanced | 0.6 | 35.053 | 639889923690 | 1000W0600D VX TOPMOUNT MODULE |  | 1 | 1202.7493 | Catalog Non-Stocked Product | NO | LN | _A | _10 | 84 | 10 | 14
8618531 | 8618531 | 2017.4451 | 1210.4671 | Industrial Advanced | 0.6 | 39.815 | 639889923706 | 1200W0600D VX TOPMOUNT MODULE |  | 1 | 1270.9904 | Catalog Non-Stocked Product | NO | LN | _A | _10 | 84 | 10 | 14
8618541 | 8618541 | 502.2072 | 301.3243 | Industrial Advanced | 0.6 | 3.77 | 639889923713 | 0200H0600D VX SIDE PANEL TOPMOUNT MODULE |  | 2 | 316.3905 | Catalog Non-Stocked Product | NO | LN | _A | _10 | 82 | 10 | 14
8618600 | 8618600 | 3314.5899 | 1988.7539 | Industrial Advanced | 0.6 | 47.134 | 639889916821 | 2000H0800W0600D VX SEISMIC KIT |  | 1 | 2088.1916 | Catalog Non-Stocked Product | NO | LN | _A | _10 | 85 | 10 | 14
8618800 | 8618800 | 83.3319 | 49.9992 | Industrial Advanced | 0.6 | 0.183 | 639889916838 | VX CABLE ENTRY SECTION F-0600W | for W: 600 mm | 2 | 52.4991 | Catalog Stocked Product | YES | L8 | _A | _10 | 81 | 10 | 14
8618801 | 8618801 | 109.0577 | 65.4346 | Industrial Advanced | 0.6 | 0.265 | 639889916739 | VX CABLE ENTRY SECTION F-0800W | for W: 800 mm | 2 | 68.7064 | Catalog Stocked Product | YES | L8 | _A | _10 | 81 | 10 | 14
8618802 | 8618802 | 138.6441 | 83.1865 | Industrial Advanced | 0.6 | 0.154 | 639889916746 | VX CABLE ENTRY SECTION F-1000W | for W: 1000 mm | 4 | 87.3458 | Catalog Stocked Product | YES | L8 | _A | _10 | 81 | 10 | 14
8618803 | 8618803 | 163.7097 | 98.2258 | Industrial Advanced | 0.6 | 0.187 | 639889916845 | VX CABLE ENTRY SECTION F-1200W | for W: 1200 mm | 4 | 103.1371 | Catalog Stocked Product | YES | L8 | _A | _10 | 81 | 10 | 14
8618804 | 8618804 | 200.1891 | 120.1135 | Industrial Advanced | 0.6 | 0.254 | 639889927124 | VX CABLE ENTRY SECTION F-1600W | FOR W: 1600 MM | 4 | 126.1191 | Catalog Non-Stocked Product | NO | LN | _A | _10 | 81 | 10 | 14
8618810 | 8618810 | 99.3336 | 59.6002 | Industrial Advanced | 0.6 | 0.198 | 639889931091 | VX SECTION FOR CABLE ENTRY | REAR SECTION FOR 600MM W | 2 | 62.5802 | Catalog Non-Stocked Product | NO | LN | _A | _10 | 81 | 10 | 14
8618811 | 8618811 | 119.733 | 71.8398 | Industrial Advanced | 0.6 | 0.287 | 639889931107 | VX SECTION FOR CABLE ENTRY | REAR SECTION FOR 800MM W | 2 | 75.4318 | Catalog Non-Stocked Product | NO | LN | _A | _10 | 81 | 10 | 14
8618812 | 8618812 | 154.6458 | 92.7875 | Industrial Advanced | 0.6 | 0.154 | 639889926318 | VX SECTION FOR CABLE ENTRY | REAR SECTION FOR 1000MM W | 4 | 97.4269 | Catalog Stocked Product | YES | L8 | _A | _10 | 81 | 10 | 14
8618813 | 8618813 | 179.8233 | 107.894 | Industrial Advanced | 0.6 | 0.187 | 639889931114 | VX SECTION FOR CABLE ENTRY | REAR SECTION FOR 1200MM W | 4 | 113.2887 | Catalog Non-Stocked Product | NO | LN | _A | _10 | 81 | 10 | 14
8618814 | 8618814 | 217.4217 | 130.453 | Industrial Advanced | 0.6 | 0.276 | 639889927131 | VX SECTION FOR CABLE ENTRY | REAR SECTION FOR 1600MM W | 4 | 136.9757 | Catalog Non-Stocked Product | NO | LN | _A | _10 | 81 | 10 | 14
8618820 | 8618820 | 391.0905 | 234.6543 | Industrial Advanced | 0.6 | 4.277 | 639889916920 | SINGLE ENTRY EMC GLAND PLATE | F/VX 0600W | 1 | 246.387 | Catalog Non-Stocked Product | NO | LN | _A | _10 | 81 | 10 | 14
8618821 | 8618821 | 448.719 | 269.2314 | Industrial Advanced | 0.6 | 5.996 | 639889916937 | SINGLE ENTRY EMC GLAND PLATE | F/VX 0800W | 1 | 282.693 | Catalog Non-Stocked Product | NO | LN | _A | _10 | 81 | 10 | 14
8618822 | 8618822 | 418.2822 | 250.9693 | Industrial Advanced | 0.6 | 3.924 | 639889916944 | SINGLE ENTRY EMC GLAND PLATE | F/VX 1000W | 1 | 263.5178 | Catalog Non-Stocked Product | NO | LN | _A | _10 | 81 | 10 | 14
8618823 | 8618823 | 429.1365 | 257.4819 | Industrial Advanced | 0.6 | 4.718 | 639889916951 | SINGLE ENTRY EMC GLAND PLATE | F/VX 1200W | 1 | 270.356 | Catalog Non-Stocked Product | NO | LN | _A | _10 | 81 | 10 | 14
8619010 | 8619010 | 997.2528 | 598.3517 | Industrial Advanced | 0.6 | 20.295 | 639889905122 | VX 25 SWING FRAME LARGE 22HU | without trim panel, for W: 600 mm, 22 U | 1 | 628.2693 | Catalog Non-Stocked Product | NO | LN | _A | _10 | 87 | 10 | 14
8619011 | 8619011 | 1077.7089 | 646.6253 | Industrial Advanced | 0.6 | 24.193 | 639889905139 | VX 25 SWING FRAME LARGE 31HU | without trim panel, for W: 600 mm, 31 U | 1 | 678.9566 | Catalog Non-Stocked Product | NO | LN | _A | _10 | 87 | 10 | 14
8619012 | 8619012 | 1170.0264 | 702.0158 | Industrial Advanced | 0.6 | 27.705 | 639889905146 | VX 25 SWING FRAME LARGE 35HU | without trim panel, for W: 600 mm, 35 U | 1 | 737.1166 | Catalog Non-Stocked Product | NO | LN | _A | _10 | 87 | 10 | 14
8619013 | 8619013 | 1198.6728 | 719.2037 | Industrial Advanced | 0.6 | 28.477 | 639889905153 | VX 25 SWING FRAME LARGE 40HU | without trim panel, for W: 600 mm, 40 U | 1 | 755.1639 | Catalog Non-Stocked Product | NO | LN | _A | _10 | 87 | 10 | 14
8619014 | 8619014 | 1315.4964 | 789.2978 | Industrial Advanced | 0.6 | 30.871 | 639889905160 | VX 25 SWING FRAME LARGE 44HU | without trim panel, for W: 600 mm, 44 U | 1 | 828.7627 | Catalog Non-Stocked Product | NO | LN | _A | _10 | 87 | 10 | 14
8619020 | 8619020 | 1218.4791 | 731.0875 | Industrial Advanced | 0.6 | 29.907 | 639889905177 | VX 25 SWING FRAME LARGE 22HU | WITH TRIM PANEL SIDE | 1 | 767.6418 | Catalog Non-Stocked Product | NO | LN | _A | _10 | 87 | 10 | 14
8619021 | 8619021 | 1324.4484 | 794.669 | Industrial Advanced | 0.6 | 38.452 | 639889905184 | VX 25 SWING FRAME LARGE 31HU | WITH TRIM PANEL SIDE | 1 | 834.4025 | Catalog Non-Stocked Product | NO | LN | _A | _10 | 87 | 10 | 14
8619022 | 8619022 | 1440.6006 | 864.3604 | Industrial Advanced | 0.6 | 42.773 | 639889905191 | VX 25 SWING FRAME LARGE 35HU | WITH TRIM PANEL SIDE | 1 | 907.5784 | Catalog Non-Stocked Product | NO | LN | _A | _10 | 87 | 10 | 14
8619023 | 8619023 | 1498.9005 | 899.3403 | Industrial Advanced | 0.6 | 44.092 | 639889905207 | VX 25 SWING FRAME LARGE 40HU | WITH TRIM PANEL SIDE | 1 | 944.3073 | Catalog Non-Stocked Product | NO | LN | _A | _10 | 87 | 10 | 14
8619024 | 8619024 | 1624.788 | 974.8728 | Industrial Advanced | 0.6 | 49.634 | 639889905214 | VX 25 SWING FRAME LARGE 44HU | WITH TRIM PANEL SIDE | 1 | 1023.6164 | Catalog Non-Stocked Product | NO | LN | _A | _10 | 87 | 10 | 14
8619030 | 8619030 | 1251.9372 | 751.1623 | Industrial Advanced | 0.6 | 32.132 | 639889905221 | VX 25 SWING FRAME LARGE 22HU | WITH TRIM PANEL CENTER | 1 | 788.7204 | Catalog Non-Stocked Product | NO | LN | _A | _10 | 87 | 10 | 14
8619032 | 8619032 | 1456.938 | 874.1628 | Industrial Advanced | 0.6 | 41.226 | 639889905238 | VX 25 SWING FRAME LARGE 35HU | WITH TRIM PANEL CENTER | 1 | 917.8709 | Catalog Non-Stocked Product | NO | LN | _A | _10 | 87 | 10 | 14
8619033 | 8619033 | 1523.2947 | 913.9768 | Industrial Advanced | 0.6 | 44.202 | 639889905245 | VX 25 SWING FRAME LARGE 40HU | WITH TRIM PANEL CENTER | 1 | 959.6757 | Catalog Non-Stocked Product | NO | LN | _A | _10 | 87 | 10 | 14
8619034 | 8619034 | 1727.736 | 1036.6416 | Industrial Advanced | 0.6 | 49.603 | 639889905252 | VX 25 SWING FRAME LARGE 44HU | WITH TRIM PANEL CENTER | 1 | 1088.4737 | Catalog Non-Stocked Product | NO | LN | _A | _10 | 87 | 10 | 14
8619040 | 8619040 | 256.1391 | 153.6835 | Industrial Advanced | 0.6 | 7.981 | 639889905269 | VX 25 MOUNTING KIT F-LARGE SWING | FRAME 0600W | 1 | 161.3676 | Catalog Non-Stocked Product | NO | LN | _A | _10 | 87 | 10 | 14
8619041 | 8619041 | 272.9241 | 163.7545 | Industrial Advanced | 0.6 | 10.097 | 639889905276 | VX 25 MOUNTING KIT F-LARGE SWING | FRAME 0800W | 1 | 171.9422 | Catalog Non-Stocked Product | NO | LN | _A | _10 | 87 | 10 | 14
8619042 | 8619042 | 371.3961 | 222.8377 | Industrial Advanced | 0.6 | 14.903 | 639889905283 | VX 25 MOUNTING KIT F-LARGE SWING | FRAME 1200W | 1 | 233.9795 | Catalog Non-Stocked Product | NO | LN | _A | _10 | 87 | 10 | 14
8619051 | 8619051 | 126.8946 | 76.1368 | Industrial Advanced | 0.6 | 1.852 | 639889927216 | VX 180 DEGREE HINGE FOR SWINGFRAME |  | 1 | 79.9436 | Catalog Non-Stocked Product | NO | LN | _A | _10 | 87 | 10 | 14
8619270 | 8619270 | 42.4661 | 25.4796 | Industrial Advanced | 0.6 | 0.531 | 639889905290 | VX SWING FRAME STOP 130 DEGREE | for use with 130° hinge | 1 | 26.7536 | Catalog Non-Stocked Product | NO | LN | _A | _10 | 87 | 10 | 14
8619300 | 8619300 | 248.7537 | 149.2522 | Industrial Advanced | 0.6 | 3.236 | 639889905313 | VX ADAPTOR SECTS 19 F-1600H | HEIGHT 1600MM | 2 | 156.7148 | Catalog Non-Stocked Product | NO | LN | _A | _10 | 87 | 10 | 14
8619310 | 8619310 | 300.2277 | 180.1366 | Industrial Advanced | 0.6 | 3.655 | 639889905320 | VX ADAPTOR SECTS 19 F-1800H | HEIGHT 1800MM | 2 | 189.1435 | Catalog Non-Stocked Product | NO | LN | _A | _10 | 87 | 10 | 14
8619320 | 8619320 | 347.0019 | 208.2011 | Industrial Advanced | 0.6 | 4.107 | 639889905337 | VX ADAPTOR SECTS 19 F-2000H | HEIGHT 2000MM | 2 | 218.6112 | Catalog Non-Stocked Product | NO | LN | _A | _10 | 87 | 10 | 14
8619330 | 8619330 | 68.1919 | 40.9151 | Industrial Advanced | 0.6 | 0.121 | 639889905344 | VX ADAPTOR KIT F-19 COMPONENTS | 1 U | 4 | 42.9609 | Catalog Non-Stocked Product | NO | LN | _A | _10 | 87 | 10 | 14
8619400 | 8619400 | 138.6441 | 83.1865 | Industrial Advanced | 0.6 | 2.513 | 639889931121 | VX CABLE COLLECTING RAIL F-0400W | for W: 400 mm | 2 | 87.3458 | Catalog Stocked Product | YES | L8 | _A | _10 | 85 | 10 | 14
8619410 | 8619410 | 165.612 | 99.3672 | Industrial Advanced | 0.6 | 3.741 | 639889923348 | VX CABLE COLLECTING RAIL F-0600W | for W: 600 mm | 2 | 104.3356 | Catalog Stocked Product | YES | LS | _A | _10 | 85 | 10 | 14
8619420 | 8619420 | 184.4112 | 110.6467 | Industrial Advanced | 0.6 | 4.982 | 639889923355 | VX CABLE COLLECTING RAIL F-0800W | for W: 800 mm | 2 | 116.1791 | Catalog Stocked Product | YES | LS | _A | _10 | 85 | 10 | 14
8619430 | 8619430 | 216.0789 | 129.6473 | Industrial Advanced | 0.6 | 5.974 | 639889931138 | VX CABLE COLLECTING RAIL F-1000W | for W: 1000 mm | 2 | 136.1297 | Catalog Stocked Product | YES | L8 | _A | _10 | 85 | 10 | 14
8619440 | 8619440 | 230.1783 | 138.107 | Industrial Advanced | 0.6 | 7.187 | 639889923362 | VX CABLE COLLECTING RAIL F-1200W | for W: 1200 mm | 2 | 145.0123 | Catalog Stocked Product | YES | LS | _A | _10 | 85 | 10 | 14
8619450 | 8619450 | 302.6895 | 181.6137 | Industrial Advanced | 0.6 | 9.127 | 639889923379 | VX CABLE COLLECTING RAIL F-1600W | for W: 1600 mm | 2 | 190.6944 | Catalog Non-Stocked Product | NO | LN | _A | _10 | 85 | 10 | 14
8619460 | 8619460 | 359.3109 | 215.5865 | Industrial Advanced | 0.6 | 9.215 | 639889931145 | VX CABLE COLLECTING RAIL F-1800W | for W: 1800 mm | 2 | 226.3659 | Catalog Stocked Product | YES | L8 | _A | _10 | 85 | 10 | 14
8619500 | 8619500 | 303.0252 | 181.8151 | Industrial Advanced | 0.6 | 5.91 | 639889905047 | SWING FRAME 3HU F-600-800MM WIDE VX | for W: 600/800 mm, 3 U | 1 | 190.9059 | Catalog Non-Stocked Product | NO | LN | _A | _10 | 87 | 10 | 14
8619510 | 8619510 | 319.8102 | 191.8861 | Industrial Advanced | 0.6 | 6.748 | 639889905054 | SWING FRAME 6HU F-600-800MM WIDE VX | for W: 600/800 mm, 6 U | 1 | 201.4804 | Catalog Non-Stocked Product | NO | LN | _A | _10 | 87 | 10 | 14
8619520 | 8619520 | 338.0499 | 202.8299 | Industrial Advanced | 0.6 | 7.679 | 639889905061 | SWING FRAME 9HU F-600-800MM WIDE VX | for W: 600/800 mm, 9 U | 1 | 212.9714 | Catalog Non-Stocked Product | NO | LN | _A | _10 | 87 | 10 | 14
8619530 | 8619530 | 363.7869 | 218.2721 | Industrial Advanced | 0.6 | 8.653 | 639889905078 | SWING FRAME 12HU F-600-800MM WIDE VX | for W: 600/800 mm, 12 U | 1 | 229.1857 | Catalog Non-Stocked Product | NO | LN | _A | _10 | 87 | 10 | 14
8619540 | 8619540 | 389.6358 | 233.7815 | Industrial Advanced | 0.6 | 9.131 | 639889905085 | SWING FRAME 15HU F-600-800MM WIDE VX | for W: 600/800 mm, 15 U | 1 | 245.4706 | Catalog Non-Stocked Product | NO | LN | _A | _10 | 87 | 10 | 14
8619550 | 8619550 | 421.3035 | 252.7821 | Industrial Advanced | 0.6 | 10.45 | 639889905092 | SWING FRAME 18HU F-600-800MM WIDE VX | for W: 600/800 mm, 18 U | 1 | 265.4212 | Catalog Non-Stocked Product | NO | LN | _A | _10 | 87 | 10 | 14
8619600 | 8619600 | 156.1005 | 93.6603 | Industrial Advanced | 0.6 | 5.556 | 639889905108 | VX 25 MOUNTING KIT F-SMALL SWING | FRAME 0600W | 1 | 98.3433 | Catalog Non-Stocked Product | NO | LN | _A | _10 | 87 | 10 | 14
8619610 | 8619610 | 183.2922 | 109.9753 | Industrial Advanced | 0.6 | 7.231 | 639889905115 | VX 25 MOUNTING KIT F-SMALL SWING | FRAME 0800W | 1 | 115.4741 | Catalog Non-Stocked Product | NO | LN | _A | _10 | 87 | 10 | 14
8619700 | 8619700 | 209.253 | 125.5518 | Industrial Advanced | 0.6 | 0.377 | 639889906297 | VX DOOR BARS FOR VX DOOR 0400W | for door width: 400 mm | 4 | 131.8294 | Catalog Stocked Product | YES | L8 | _A | _10 | 85 | 10 | 14
8619710 | 8619710 | 310.2987 | 186.1792 | Industrial Advanced | 0.6 | 0.507 | 639889906303 | VX DOOR BARS FOR VX DOOR 0500W | for door width: 500 mm | 4 | 195.4882 | Catalog Stocked Product | YES | L8 | _A | _10 | 85 | 10 | 14
8619720 | 8619720 | 338.4975 | 203.0985 | Industrial Advanced | 0.6 | 0.639 | 639889906310 | VX DOOR BARS FOR VX DOOR 0600W | for door width: 600 mm | 4 | 213.2534 | Catalog Stocked Product | YES | LS | _A | _10 | 85 | 10 | 14
8619730 | 8619730 | 240.3612 | 144.2167 | Industrial Advanced | 0.6 | 0.875 | 639889906327 | VX DOOR BARS FOR VX DOOR 0800W | for door width: 800 mm | 4 | 151.4276 | Catalog Stocked Product | YES | L8 | _A | _10 | 85 | 10 | 14
8619740 | 8619740 | 276.393 | 165.8358 | Industrial Advanced | 0.6 | 0.992 | 639889906334 | VX DOOR BARS FOR VX DOOR 0900W | for door width: 900 mm | 4 | 174.1276 | Catalog Stocked Product | YES | L8 | _A | _10 | 85 | 10 | 14
8619750 | 8619750 | 293.9613 | 176.3768 | Industrial Advanced | 0.6 | 1.124 | 639889906341 | VX DOOR BARS FOR VX DOOR 1000W | for door width:1000 mm | 4 | 185.1956 | Catalog Stocked Product | YES | L8 | _A | _10 | 85 | 10 | 14
8619760 | 8619760 | 235.2138 | 141.1283 | Industrial Advanced | 0.6 | 0.661 | 639889923256 | VX DOOR BARS FOR VX DOOR 0700W |  | 4 | 148.1847 | Catalog Stocked Product | YES | L8 | _A | _10 | 85 | 10 | 14
8619770 | 8619770 | 310.2987 | 186.1792 | Industrial Advanced | 0.6 | 1.257 | 639889923263 | VX DOOR BARS FOR VX DOOR 1200W |  | 4 | 195.4882 | Catalog Stocked Product | YES | L8 | _A | _10 | 85 | 10 | 14
8619780 | 8619780 | 338.4975 | 203.0985 | Industrial Advanced | 0.6 | 1.488 | 639889923270 | VX DOOR BARS FOR VX DOOR 1400W |  | 4 | 213.2534 | Catalog Non-Stocked Product | NO | LN | _A | _10 | 85 | 10 | 14
8619790 | 8619790 | 240.3612 | 144.2167 | Industrial Advanced | 0.6 | 0.838 | 639889923287 | VX DOOR BARS FOR VX DOOR 0760W |  | 4 | 151.4276 | Catalog Stocked Product | YES | L8 | _A | _10 | 85 | 10 | 14
8619800 | 8619800 | 129.2445 | 77.5467 | Industrial Advanced | 0.6 | 1.184 | 639889931152 | VX CABLE ENTRY PLATES F-0600W | for W 600mm | 2 | 81.424 | Catalog Stocked Product | YES | L8 | _A | _10 | 81 | 10 | 14
8619801 | 8619801 | 162.3669 | 97.4201 | Industrial Advanced | 0.6 | 1.574 | 639889931169 | VX CABLE ENTRY PLATES F-0800W | for W 800mm | 2 | 102.2911 | Catalog Stocked Product | YES | L8 | _A | _10 | 81 | 10 | 14
8619802 | 8619802 | 209.7006 | 125.8204 | Industrial Advanced | 0.6 | 0.981 | 639889931176 | VX CABLE ENTRY PLATES F-1000W | for W 1000mm | 4 | 132.1114 | Catalog Stocked Product | YES | L8 | _A | _10 | 81 | 10 | 14
8619803 | 8619803 | 279.0786 | 167.4472 | Industrial Advanced | 0.6 | 1.199 | 639889931183 | VX CABLE ENTRY PLATES F-1200W | for W 1200mm | 4 | 175.8195 | Catalog Stocked Product | YES | L8 | _A | _10 | 81 | 10 | 14
8620010 | 8620010 | 113.4666 | 68.08 | Industrial Advanced | 0.6 | 0.071 | 639889906938 | VX PLINTH BAYING COVER 0100H | for base/plinth system, sheet steel and stainless steel | 10 | 71.484 | Catalog Stocked Product | YES | LS | _A | _10 | 82 | 10 | 14
8620011 | 8620011 | 137.0775 | 82.2465 | Industrial Advanced | 0.6 | 0.115 | 639889906945 | VX PLINTH BAYING COVER 0200H | for base/plinth system, sheet steel and stainless steel | 10 | 86.3588 | Catalog Stocked Product | YES | LS | _A | _10 | 82 | 10 | 14
8620043 | 8620043 | 189.8943 | 113.9366 | Industrial Advanced | 0.6 | 3.307 | 639889904057 | 0200H0600D VX PLINTH SIDE TRIM RAL9005 | H: 200 mm, for D: 600 mm | 2 | 119.6334 | Catalog Non-Stocked Product | NO | LN | _A | _10 | 81 | 50 | 14
8620050 | 8620050 | 608.4003 | 365.0402 | Industrial Advanced | 0.6 | 4.475 | 639889907317 | 0100H0600W VX S-S F-R PANEL | front and rear, H: 100 mm, for W: 600 mm, stainless steel | 2 | 383.2922 | Catalog Non-Stocked Product | NO | LN | _A | _10 | 81 | 1E | 14
8620051 | 8620051 | 647.901 | 388.7406 | Industrial Advanced | 0.6 | 5.357 | 639889907324 | 0100H0800W VX S-S F-R PANEL | front and rear, H: 100 mm, for W: 800 mm, stainless steel | 2 | 408.1776 | Catalog Non-Stocked Product | NO | LN | _A | _10 | 81 | 1E | 14
8620052 | 8620052 | 729.8118 | 437.8871 | Industrial Advanced | 0.6 | 6.305 | 639889907331 | 0100H1000W VX S-S F-R PANEL | front and rear, H: 100 mm, for W: 1000 mm, stainless steel | 2 | 459.7814 | Catalog Non-Stocked Product | NO | LN | _A | _10 | 81 | 1E | 14
8620053 | 8620053 | 709.2222 | 425.5333 | Industrial Advanced | 0.6 | 7.253 | 639889907348 | 0100H1200W VX S-S F-R PANEL | front and rear, H: 100 mm, for W: 1200 mm, stainless steel | 2 | 446.81 | Catalog Non-Stocked Product | NO | LN | _A | _10 | 81 | 1E | 14
8620060 | 8620060 | 1052.8671 | 631.7203 | Industrial Advanced | 0.6 | 7.782 | 639889907355 | 0200H0600W VX S-S F-R PANEL | front and rear, H: 200 mm, for W: 600 mm, stainless steel | 2 | 663.3063 | Catalog Non-Stocked Product | NO | LN | _A | _10 | 81 | 1E | 14
8620061 | 8620061 | 1093.8225 | 656.2935 | Industrial Advanced | 0.6 | 9.215 | 639889907362 | 0200H0800W VX S-S F-R PANEL | front and rear, H: 200 mm, for W: 800 mm, stainless steel | 2 | 689.1082 | Catalog Non-Stocked Product | NO | LN | _A | _10 | 81 | 1E | 14
8620062 | 8620062 | 1216.9125 | 730.1475 | Industrial Advanced | 0.6 | 10.979 | 639889907379 | 0200H1000W VX S-S F-R PANEL | front and rear, H: 200 mm, for W: 1000 mm, stainless steel | 2 | 766.6549 | Catalog Non-Stocked Product | NO | LN | _A | _10 | 81 | 1E | 14
8620063 | 8620063 | 1355.4447 | 813.2668 | Industrial Advanced | 0.6 | 12.511 | 639889907386 | 0200H1200W VX S-S F-R PANEL | front and rear, H: 200 mm, for W: 1200 mm, stainless steel | 2 | 853.9302 | Catalog Non-Stocked Product | NO | LN | _A | _10 | 81 | 1E | 14
8620070 | 8620070 | 346.7781 | 208.0669 | Industrial Advanced | 0.6 | 1.146 | 639889907393 | 0100H0400D VX S-S PLINTH SIDES | H: 100 mm, for D: 400 mm, stainless steel | 2 | 218.4702 | Catalog Non-Stocked Product | NO | LN | _A | _10 | 81 | 1E | 14
8620071 | 8620071 | 384.4884 | 230.693 | Industrial Advanced | 0.6 | 1.565 | 639889907409 | 0100H0500D VX S-S PLINTH SIDES | H: 100 mm, for D: 500 mm, stainless steel | 2 | 242.2277 | Catalog Non-Stocked Product | NO | LN | _A | _10 | 81 | 1E | 14
8620072 | 8620072 | 402.0567 | 241.234 | Industrial Advanced | 0.6 | 2.006 | 639889907416 | 0100H0600D VX S-S PLINTH SIDES | H: 100 mm, for D: 600 mm, stainless steel | 2 | 253.2957 | Catalog Non-Stocked Product | NO | LN | _A | _10 | 81 | 1E | 14
8620080 | 8620080 | 504.4452 | 302.6671 | Industrial Advanced | 0.6 | 1.984 | 639889907423 | 0200H0400D VX S-S PLINTH SIDES | H: 200 mm, for D: 400 mm, stainless steel | 2 | 317.8005 | Catalog Non-Stocked Product | NO | LN | _A | _10 | 81 | 1E | 14
8620081 | 8620081 | 584.7894 | 350.8736 | Industrial Advanced | 0.6 | 2.623 | 639889907430 | 0200H0500D VX S-S PLINTH SIDES | H: 200 mm, for D: 500 mm, stainless steel | 2 | 368.4173 | Catalog Non-Stocked Product | NO | LN | _A | _10 | 81 | 1E | 14
8620082 | 8620082 | 619.4784 | 371.687 | Industrial Advanced | 0.6 | 3.395 | 639889907447 | 0200H0600D VX S-S PLINTH SIDES | H: 200 mm, for D: 600 mm, stainless steel | 2 | 390.2714 | Catalog Non-Stocked Product | NO | LN | _A | _10 | 81 | 1E | 14
8620090 | 8620090 | 227.9403 | 136.7642 | Industrial Advanced | 0.6 | 1.565 | 639889905894 | VX BASE PLINTH VENTED TRIM 100HX600MM | for W/D: 600 mm | 2 | 143.6024 | Catalog Stocked Product | YES | LS | _A | _10 | 81 | 10 | 14
8620091 | 8620091 | 256.0272 | 153.6163 | Industrial Advanced | 0.6 | 2.147 | 639889905900 | VX BASE PLINTH VENTED TRIM 100HX800MM | for W/D: 800 mm | 2 | 161.2971 | Catalog Stocked Product | YES | LS | _A | _10 | 81 | 10 | 14
8620092 | 8620092 | 254.3487 | 152.6092 | Industrial Advanced | 0.6 | 1.367 | 639889905856 | VX BASE PLINTH TRIM PANEL BRUSH STRIP | FOR WIDTH 600MM | 2 | 160.2397 | Catalog Non-Stocked Product | NO | LN | _A | _10 | 81 | 10 | 14
8620093 | 8620093 | 275.7216 | 165.433 | Industrial Advanced | 0.6 | 1.887 | 639889905863 | VX BASE PLINTH TRIM PANEL BRUSH STRIP | FOR WIDTH 800MM | 2 | 173.7046 | Catalog Stocked Product | YES | LS | _A | _10 | 81 | 10 | 14
8620094 | 8620094 | 293.9613 | 176.3768 | Industrial Advanced | 0.6 | 2.513 | 639889905870 | VX BASE PLINTH TRIM PANEL BRUSH STRIP | FOR WIDTH 1000MM | 2 | 185.1956 | Catalog Stocked Product | YES | L8 | _A | _10 | 81 | 10 | 14
8620095 | 8620095 | 313.8795 | 188.3277 | Industrial Advanced | 0.6 | 3.086 | 639889905887 | VX BASE PLINTH TRIM PANEL BRUSH STRIP | FOR WIDTH 1200MM | 2 | 197.7441 | Catalog Non-Stocked Product | NO | LN | _A | _10 | 81 | 10 | 14
8620100 | 8620100 | 167.85 | 100.71 | Industrial Advanced | 0.6 | 0.838 | 639889905955 | FILTER MAT F-VENTED VX BASE PLINTH TRIM |  | 1 | 105.7455 | Catalog Non-Stocked Product | NO | LN | _A | _10 | 81 | 10 | 14
8620400 | 8620400 | 69.4228 | 41.6537 | Industrial Advanced | 0.6 | 0.245 | 639889905924 | VX MOUNTING BRACKET FOR BASE | for base/plinth, sheet steel and stainless steel | 2 | 43.7363 | Catalog Stocked Product | YES | LS | _A | _10 | 81 | 1E | 14
8620500 | 8620500 | 419.7369 | 251.8421 | Industrial Advanced | 0.6 | 8.818 | 639889913448 | VX TRIM PANEL HINGED AT TOP 0300H0600W | WH: 600x300 mm | 1 | 264.4342 | Catalog Non-Stocked Product | NO | LN | _A | _10 | 83 | 10 | 14
8620501 | 8620501 | 444.5787 | 266.7472 | Industrial Advanced | 0.6 | 12.169 | 639889913455 | VX TRIM PANEL HINGED AT TOP 0300H0800W | WH: 800x300 mm | 1 | 280.0846 | Catalog Non-Stocked Product | NO | LN | _A | _10 | 83 | 10 | 14
8620502 | 8620502 | 768.0816 | 460.849 | Industrial Advanced | 0.6 | 18.034 | 639889913462 | VX TRIM PANEL HINGED AT TOP 0300H1200W | WH: 1200x300 mm | 1 | 483.8914 | Catalog Non-Stocked Product | NO | LN | _A | _10 | 83 | 10 | 14
8620520 | 8620520 | 1363.7253 | 818.2352 | Industrial Advanced | 0.6 | 38.228 | 639889913479 | VX DRAWER 0200H0600W RAL7035 | WH 600x200mm | 1 | 859.1469 | Catalog Non-Stocked Product | NO | LN | _A | _10 | 90 | 10 | 14
8620521 | 8620521 | 1553.0601 | 931.8361 | Industrial Advanced | 0.6 | 48.369 | 639889913486 | VX DRAWER 0200H0800W RAL7035 | WH 800x200mm | 1 | 978.4279 | Catalog Non-Stocked Product | NO | LN | _A | _10 | 90 | 10 | 14
8620900 | 8620900 | 254.5725 | 152.7435 | Industrial Advanced | 0.6 | 2.91 | 639889912793 | VX SYSTEM WIDTH DIVIDER F-500MM DEPTH |  | 2 | 160.3807 | Catalog Non-Stocked Product | NO | LN | _A | _10 | 81 | 10 | 14
8620901 | 8620901 | 265.3149 | 159.1889 | Industrial Advanced | 0.6 | 3.351 | 639889912809 | VX SYSTEM WIDTH DIVIDER F-600MM DEPTH |  | 2 | 167.1484 | Catalog Non-Stocked Product | NO | LN | _A | _10 | 81 | 10 | 14
8625500 | 8625500 | 2431.8108 | 1459.0865 | Industrial Advanced | 0.6 | 164.242 | 639889380257 | 2200H0600W0500D TS SGL TXT | RAL7035 | 1 | 1532.0408 | Catalog Stocked Product | YES | LS | _A | _03 | 21 | 50 | 14
8626000 | 8626000 | 2536.5492 | 1521.9295 | Industrial Advanced | 0.6 | 233.686 | 639889903586 | 2200H0600W0600D VX25 SGL TXT | WHD: 600x2200x600 mm | 1 | 1598.026 | Catalog Stocked Product | YES | L8 | _A | _03 | 25 | 10 | 14
8626010 | 8626010 | 2155.6416 | 1293.385 | Industrial Advanced | 0.6 | 177.69 | 639889923058 | 2200H0600W0600D VX25 SGL TXT LESS MPL |  | 1 | 1358.0542 | Catalog Non-Stocked Product | NO | LN | _A | _03 | 25 | 20 | 14
8626500 | 8626500 | 2536.5492 | 1521.9295 | Industrial Advanced | 0.6 | 241.182 | 639889380264 | 2200H0600W0600D TS SGL TXT | RAL7035 | 1 | 1598.026 | Catalog Stocked Product | YES | LS | _A | _03 | 21 | 50 | 14
8628500 | 8628500 | 2582.3163 | 1549.3898 | Industrial Advanced | 0.6 | 250.882 | 639889380288 | 2200H0600W0800D TS SGL TXT | RAL7035 | 1 | 1626.8593 | Catalog Stocked Product | YES | LS | _A | _03 | 21 | 70 | 14
8640000 | 8640000 | 498.6264 | 299.1758 | Industrial Advanced | 0.6 | 3.582 | 639889916968 | 0100H0300W VX PLINTH RAL9005 |  | 2 | 314.1346 | Catalog Non-Stocked Product | NO | LN | _A | _10 | 81 | 10 | 14
8640001 | 8640001 | 184.9707 | 110.9824 | Industrial Advanced | 0.6 | 4.041 | 639889916975 | 0100H0400W VX PLINTH RAL9005 |  | 2 | 116.5315 | Catalog Stocked Product | YES | LS | _A | _10 | 81 | 10 | 14
8640002 | 8640002 | 199.8534 | 119.912 | Industrial Advanced | 0.6 | 4.872 | 639889916982 | 0100H0600W VX PLINTH RAL9005 |  | 2 | 125.9076 | Catalog Stocked Product | YES | LS | _A | _10 | 81 | 10 | 14
8640003 | 8640003 | 203.0985 | 121.8591 | Industrial Advanced | 0.6 | 5.71 | 639889916999 | 0100H0800W VX PLINTH RAL9005 |  | 2 | 127.9521 | Catalog Stocked Product | YES | LS | _A | _10 | 81 | 10 | 14
8640004 | 8640004 | 260.9508 | 156.5705 | Industrial Advanced | 0.6 | 6.146 | 639889917002 | 0100H0850W VX PLINTH RAL9005 |  | 2 | 164.399 | Catalog Non-Stocked Product | NO | LN | _A | _10 | 81 | 10 | 14
8640005 | 8640005 | 269.2314 | 161.5388 | Industrial Advanced | 0.6 | 6.548 | 639889917019 | 0100H1000W VX PLINTH RAL9005 |  | 2 | 169.6158 | Catalog Stocked Product | YES | LS | _A | _10 | 81 | 10 | 14
8640006 | 8640006 | 274.2669 | 164.5601 | Industrial Advanced | 0.6 | 6.966 | 639889917026 | 0100H1100W VX PLINTH RAL9005 |  | 2 | 172.7881 | Catalog Non-Stocked Product | NO | LN | _A | _10 | 81 | 10 | 14
8640007 | 8640007 | 277.4001 | 166.4401 | Industrial Advanced | 0.6 | 7.385 | 639889917033 | 0100H1200W VX PLINTH RAL9005 |  | 2 | 174.7621 | Catalog Stocked Product | YES | LS | _A | _10 | 81 | 10 | 14
8640008 | 8640008 | 434.2839 | 260.5703 | Industrial Advanced | 0.6 | 8.598 | 639889917040 | 0100H1600W VX PLINTH RAL9005 |  | 2 | 273.5989 | Catalog Stocked Product | YES | LS | _A | _10 | 81 | 10 | 14
8640009 | 8640009 | 648.7962 | 389.2777 | Industrial Advanced | 0.6 | 9.958 | 639889917057 | 0100H1800W VX PLINTH RAL9005 |  | 2 | 408.7416 | Catalog Stocked Product | YES | LS | _A | _10 | 81 | 10 | 14
8640020 | 8640020 | 622.6116 | 373.567 | Industrial Advanced | 0.6 | 6.415 | 639889917132 | 0200H0300W VX PLINTH RAL9005 |  | 2 | 392.2453 | Catalog Non-Stocked Product | NO | LN | _A | _10 | 81 | 10 | 14
8640021 | 8640021 | 295.5279 | 177.3167 | Industrial Advanced | 0.6 | 7.077 | 639889917149 | 0200H0400W VX PLINTH RAL9005 |  | 2 | 186.1826 | Catalog Stocked Product | YES | LS | _A | _10 | 81 | 10 | 14
8640022 | 8640022 | 313.8795 | 188.3277 | Industrial Advanced | 0.6 | 8.642 | 639889917156 | 0200H0600W VX PLINTH RAL9005 |  | 2 | 197.7441 | Catalog Stocked Product | YES | LS | _A | _10 | 81 | 10 | 14
8640023 | 8640023 | 396.3498 | 237.8099 | Industrial Advanced | 0.6 | 10.185 | 639889917163 | 0200H0800W VX PLINTH RAL9005 |  | 2 | 249.7004 | Catalog Stocked Product | YES | LS | _A | _10 | 81 | 10 | 14
8640024 | 8640024 | 511.9425 | 307.1655 | Industrial Advanced | 0.6 | 12.103 | 639889917170 | 0200H1000W VX PLINTH RAL9005 |  | 2 | 322.5238 | Catalog Stocked Product | YES | LS | _A | _10 | 81 | 10 | 14
8640025 | 8640025 | 569.7948 | 341.8769 | Industrial Advanced | 0.6 | 13.194 | 639889917187 | 0200H1200W VX PLINTH RAL9005 |  | 2 | 358.9707 | Catalog Stocked Product | YES | LS | _A | _10 | 81 | 10 | 14
8640026 | 8640026 | 817.4295 | 490.4577 | Industrial Advanced | 0.6 | 16.402 | 639889917194 | 0200H1600W VX PLINTH RAL9005 |  | 2 | 514.9806 | Catalog Stocked Product | YES | LS | _A | _10 | 81 | 10 | 14
8640027 | 8640027 | 990.7626 | 594.4576 | Industrial Advanced | 0.6 | 18.011 | 639889917200 | 0200H1800W VX PLINTH RAL9005 |  | 2 | 624.1804 | Catalog Stocked Product | YES | LS | _A | _10 | 81 | 10 | 14
8640030 | 8640030 | 108.9346 | 65.3608 | Industrial Advanced | 0.6 | 0.677 | 639889917064 | 0100H0300D VX PLINTH SIDE TRIM RAL9005 |  | 2 | 68.6288 | Catalog Non-Stocked Product | NO | LN | _A | _10 | 81 | 10 | 14
8640031 | 8640031 | 115.5927 | 69.3556 | Industrial Advanced | 0.6 | 1.116 | 639889917071 | 0100H0400D VX PLINTH SIDE TRIM RAL9005 |  | 2 | 72.8234 | Catalog Stocked Product | YES | LS | _A | _10 | 81 | 10 | 14
8640032 | 8640032 | 125.4399 | 75.2639 | Industrial Advanced | 0.6 | 1.499 | 639889917088 | 0100H0500D VX PLINTH SIDE TRIM RAL9005 |  | 2 | 79.0271 | Catalog Stocked Product | YES | LS | _A | _10 | 81 | 10 | 14
8640033 | 8640033 | 140.4345 | 84.2607 | Industrial Advanced | 0.6 | 1.94 | 639889917095 | 0100H0600D VX PLINTH SIDE TRIM RAL9005 |  | 2 | 88.4737 | Catalog Stocked Product | YES | LS | _A | _10 | 81 | 10 | 14
8640034 | 8640034 | 184.9707 | 110.9824 | Industrial Advanced | 0.6 | 2.8 | 639889917101 | 0100H0800D VX PLINTH SIDE TRIM RAL9005 |  | 2 | 116.5315 | Catalog Stocked Product | YES | LS | _A | _10 | 81 | 10 | 14
8640035 | 8640035 | 226.2618 | 135.7571 | Industrial Advanced | 0.6 | 3.64 | 639889917118 | 0100H1000D VX PLINTH SIDE TRIM RAL9005 |  | 2 | 142.5449 | Catalog Stocked Product | YES | LS | _A | _10 | 81 | 10 | 14
8640036 | 8640036 | 452.5236 | 271.5142 | Industrial Advanced | 0.6 | 4.541 | 639889917125 | 0100H1200D VX PLINTH SIDE TRIM RAL9005 |  | 2 | 285.0899 | Catalog Stocked Product | YES | LS | _A | _10 | 81 | 10 | 14
8640040 | 8640040 | 147.4842 | 88.4905 | Industrial Advanced | 0.6 | 1.239 | 639889917217 | 0200H0300D VX PLINTH SIDE TRIM RAL9005 |  | 2 | 92.915 | Catalog Non-Stocked Product | NO | LN | _A | _10 | 81 | 10 | 14
8640041 | 8640041 | 160.1289 | 96.0773 | Industrial Advanced | 0.6 | 1.94 | 639889917224 | 0200H0400D VX PLINTH SIDE TRIM RAL9005 |  | 2 | 100.8812 | Catalog Stocked Product | YES | LS | _A | _10 | 81 | 10 | 14
8640042 | 8640042 | 178.3686 | 107.0212 | Industrial Advanced | 0.6 | 2.557 | 639889917231 | 0200H0500D VX PLINTH SIDE TRIM RAL9005 |  | 2 | 112.3722 | Catalog Stocked Product | YES | LS | _A | _10 | 81 | 10 | 14
8640043 | 8640043 | 189.8943 | 113.9366 | Industrial Advanced | 0.6 | 3.285 | 639889917248 | 0200H0600D VX PLINTH SIDE TRIM RAL9005 |  | 2 | 119.6334 | Catalog Stocked Product | YES | LS | _A | _10 | 81 | 10 | 14
8640044 | 8640044 | 272.4765 | 163.4859 | Industrial Advanced | 0.6 | 4.563 | 639889917255 | 0200H0800D VX PLINTH SIDE TRIM RAL9005 |  | 2 | 171.6602 | Catalog Stocked Product | YES | LS | _A | _10 | 81 | 10 | 14
8640045 | 8640045 | 384.7122 | 230.8273 | Industrial Advanced | 0.6 | 6.151 | 639889917262 | 0200H1000D VX PLINTH SIDE TRIM RAL9005 |  | 2 | 242.3687 | Catalog Non-Stocked Product | NO | LN | _A | _10 | 81 | 10 | 14
8640046 | 8640046 | 518.4327 | 311.0596 | Industrial Advanced | 0.6 | 7.385 | 639889917279 | 0200H1200D VX PLINTH SIDE TRIM RAL9005 |  | 2 | 326.6126 | Catalog Non-Stocked Product | NO | LN | _A | _10 | 81 | 10 | 14
8645000 | 8645000 | 2053.4769 | 1232.0861 | Industrial Advanced | 0.6 | 162.698 | 639889903593 | 1400H0600W0500D VX25 SGL TXT | WHD: 600x1400x500 mm | 1 | 1293.6904 | Catalog Stocked Product | YES | L8 | _A | _03 | 25 | 10 | 14
8645010 | 8645010 | 1745.9757 | 1047.5854 | Industrial Advanced | 0.6 | 145.503 | 639889923065 | 1400H0600W0500D VX25 SGL TXT LESS MPL |  | 1 | 1099.9647 | Catalog Non-Stocked Product | NO | LN | _A | _03 | 25 | 20 | 14
8645500 | 8645500 | 2053.4769 | 1232.0861 | Industrial Advanced | 0.6 | 167.549 | 639889380295 | 1400H0600W0500D TS SGL TXT | RAL7035 | 1 | 1293.6904 | Catalog Stocked Product | YES | LS | _A | _03 | 21 | 70 | 14
8665000 | 8665000 | 2367.5802 | 1420.5481 | Industrial Advanced | 0.6 | 180.556 | 639889903609 | 1600H0600W0500D VX25 SGL TXT | WHD: 600x1600x500 mm | 1 | 1491.5755 | Catalog Stocked Product | YES | L8 | _A | _03 | 25 | 10 | 14
8665010 | 8665010 | 1811.4372 | 1086.8623 | Industrial Advanced | 0.6 | 133.157 | 639889923072 | 1600H0600W0500D VX25 SGL TXT LESS MPL |  | 1 | 1141.2054 | Catalog Non-Stocked Product | NO | LN | _A | _03 | 25 | 20 | 14
8665500 | 8665500 | 2367.5802 | 1420.5481 | Industrial Advanced | 0.6 | 186.067 | 639889380318 | 1600H0600W0500D TS SGL TXT | RAL7035 | 1 | 1491.5755 | Catalog Stocked Product | YES | LS | _A | _03 | 21 | 10 | 14
8684000 | 8684000 | 2099.3559 | 1259.6135 | Industrial Advanced | 0.6 | 191.578 | 639889903616 | 1800H0600W0400D VX25 SGL TXT | WHD: 600x1800x400 mm | 1 | 1322.5942 | Catalog Stocked Product | YES | L8 | _A | _03 | 25 | 10 | 14
8684010 | 8684010 | 1783.9098 | 1070.3459 | Industrial Advanced | 0.6 | 168.43 | 639889923089 | 1800H0600W0400D VX25 SGL TXT LESS MPL |  | 1 | 1123.8632 | Catalog Non-Stocked Product | NO | LN | _A | _03 | 25 | 20 | 14
8684500 | 8684500 | 2099.3559 | 1259.6135 | Industrial Advanced | 0.6 | 201.279 | 639889380356 | 1800H0600W0400D TS SGL TXT | RAL7035 | 1 | 1322.5942 | Catalog Stocked Product | YES | LS | _A | _03 | 21 | 50 | 14
8685000 | 8685000 | 2210.5845 | 1326.3507 | Industrial Advanced | 0.6 | 198.413 | 639889903623 | 1800H0600W0500D VX25 SGL TXT | WHD: 600x1800x500 mm | 1 | 1392.6682 | Catalog Stocked Product | YES | L8 | _A | _03 | 25 | 10 | 14
8685010 | 8685010 | 1879.4724 | 1127.6834 | Industrial Advanced | 0.6 | 144.621 | 639889923096 | 1800H0600W0500D VX25 SGL TXT LESS MPL |  | 1 | 1184.0676 | Catalog Non-Stocked Product | NO | LN | _A | _03 | 25 | 20 | 14
8685500 | 8685500 | 2210.5845 | 1326.3507 | Industrial Advanced | 0.6 | 206.79 | 639889380370 | 1800H0600W0500D TS SGL TXT | RAL7035 | 1 | 1392.6682 | Catalog Stocked Product | YES | LS | _A | _03 | 21 | 50 | 14
8686000 | 8686000 | 2265.6393 | 1359.3836 | Industrial Advanced | 0.6 | 203.483 | 639889903630 | 1800H0600W0600D VX25 SGL TXT | WHD: 600x1800x600 mm | 1 | 1427.3528 | Catalog Stocked Product | YES | L8 | _A | _03 | 25 | 10 | 14
8686010 | 8686010 | 1925.2395 | 1155.1437 | Industrial Advanced | 0.6 | 149.912 | 639889923102 | 1800H0600W0600D VX25 SGL TXT LESS MPL |  | 1 | 1212.9009 | Catalog Non-Stocked Product | NO | LN | _A | _03 | 25 | 20 | 14
8686500 | 8686500 | 2265.6393 | 1359.3836 | Industrial Advanced | 0.6 | 211.199 | 639889380394 | 1800H0600W0600D TS SGL TXT | RAL7035 | 1 | 1427.3528 | Catalog Stocked Product | YES | LS | _A | _03 | 21 | 50 | 14
8688500 | 8688500 | 2392.5339 | 1435.5203 | Industrial Advanced | 0.6 | 210 | 639889380417 | 1800H0600W0800D TS SGL TXT | RAL7035 | 1 | 1507.2964 | Catalog Stocked Product | YES | LS | _A | _03 | 21 | 80 | 14
8700000 | 8700000 | 112.6833 | 67.61 | Industrial Advanced | 0.6 | 0.15 | 639889005907 | TS PROFILE BAYING BRKT | PK=6 | 6 | 70.9905 | Catalog Non-Stocked Product | NO | LN | _A | _10 | 82 | 1E | 14
8700030 | 8700030 | 1101.6555 | 660.9933 | Industrial Advanced | 0.6 | 19.621 | 639889904873 | 1800H0400D VX SIDEWALLS S-S | for HD: 1800x400 mm, 1 PU = 2 EA | 2 | 694.043 | Catalog Non-Stocked Product | NO | LN | _A | _10 | 82 | 1E | 14
8700040 | 8700040 | 1404.1212 | 842.4727 | Industrial Advanced | 0.6 | 24.912 | 639889904880 | 1800H0500D VX SIDEWALLS S-S | for HD: 1800x500 mm, 1 PU = 2 EA | 2 | 884.5964 | Catalog Non-Stocked Product | NO | LN | _A | _10 | 82 | 1E | 14
8700050 | 8700050 | 1619.4168 | 971.6501 | Industrial Advanced | 0.6 | 31.746 | 639889904866 | 2000H0600D VX SIDEWALLS S-S | for HD: 2000x600 mm, 1 PU = 2 EA | 2 | 1020.2326 | Catalog Non-Stocked Product | NO | LN | _A | _10 | 82 | 1E | 14
8700060 | 8700060 | 1619.4168 | 971.6501 | Industrial Advanced | 0.6 | 32.738 | 639889005914 | 2000H0600D TS SIDEWALLS S-S | MC STYLE, PAIR | 2 | 1020.2326 | Catalog Stocked Product | YES | L8 | _A | _10 | 82 | 5E | 14
8700140 | 8700140 | 95.5178 | 57.3107 | Industrial Advanced | 0.6 | 0.551 | 639889005938 | 0400D TS S-S BAYING COVER,TOP | DEPTH 400MM | 1 | 60.1762 | Catalog Non-Stocked Product | NO | LN | _A | _10 | 82 | 1E | 14
8700150 | 8700150 | 105.7343 | 63.4406 | Industrial Advanced | 0.6 | 0.688 | 639889005945 | 0500D TS S-S BAYING COVER TOP | DEPTH 500M | 1 | 66.6126 | Catalog Non-Stocked Product | NO | LN | _A | _10 | 82 | 1E | 14
8700160 | 8700160 | 112.6833 | 67.61 | Industrial Advanced | 0.6 | 0.838 | 639889005952 | 0600D TS S-S BAYING COVER TOP | DEPTH 600MM | 1 | 70.9905 | Catalog Non-Stocked Product | NO | LN | _A | _10 | 82 | 1E | 14
8700850 | 8700850 | 1404.1212 | 842.4727 | Industrial Advanced | 0.6 | 26.124 | 639889005990 | 1800H0500D TS SIDEWALLS S-S | MC STYLE, PAIR | 2 | 884.5964 | Catalog Non-Stocked Product | NO | LN | _A | _10 | 82 | 2E | 14
8701000 | 8701000 | 554.1288 | 332.4773 | Industrial Advanced | 0.6 | 8.805 | 639889860377 | 0100H1000W TS S-S F-R PANEL | SET, F.PLINTH | 2 | 349.1011 | Catalog Non-Stocked Product | NO | LN | _A | _10 | 81 | 1E | 14
8701040 | 8701040 | 267.1053 | 160.2632 | Industrial Advanced | 0.6 | 1.852 | 639889006003 | 0100H0400D TS S-S PLINTH SIDES | SET | 2 | 168.2763 | Catalog Stocked Product | YES | LS | _A | _10 | 81 | 1E | 14
8701050 | 8701050 | 288.8139 | 173.2883 | Industrial Advanced | 0.6 | 2.427 | 639889006010 | 0100H0500D TS S-S PLINTH SIDES | SET | 2 | 181.9528 | Catalog Non-Stocked Product | NO | LN | _A | _10 | 81 | 1E | 14
8701060 | 8701060 | 305.3751 | 183.2251 | Industrial Advanced | 0.6 | 3.02 | 639889006027 | 0100H0600D TS S-S PLINTH SIDES | SET | 2 | 192.3863 | Catalog Stocked Product | YES | LS | _A | _10 | 81 | 1E | 14
8701080 | 8701080 | 436.41 | 261.846 | Industrial Advanced | 0.6 | 8.999 | 639889859432 | 0100H0800D TS S-S PLINTH SIDES | FOR 800 DEEP | 2 | 274.9383 | Catalog Non-Stocked Product | NO | LN | _A | _10 | 81 | 7E | 14
8701180 | 8701180 | 182.5089 | 109.5053 | Industrial Advanced | 0.6 | 0.531 | 639889006034 | TS HINGE 180-D NICKEL PLATE | FOR S/S | 4 | 114.9806 | Catalog Non-Stocked Product | NO | LN | _A | _10 | 83 | 10 | 14
8701200 | 8701200 | 630.5565 | 378.3339 | Industrial Advanced | 0.6 | 10.428 | 639889006041 | 0100H1200W TS S-S F-R PANEL | SET, F.PLINTH | 2 | 397.2506 | Catalog Stocked Product | YES | LS | _A | _10 | 81 | 1E | 14
8701600 | 8701600 | 443.0121 | 265.8073 | Industrial Advanced | 0.6 | 5.578 | 639889006058 | 0100H0600W TS S-S F-R PANEL | SET, F.PLINTH | 2 | 279.0976 | Catalog Non-Stocked Product | NO | LN | _A | _10 | 81 | 1E | 14
8701800 | 8701800 | 502.8786 | 301.7272 | Industrial Advanced | 0.6 | 7.165 | 639889006065 | 0100H0800W TS S-S F-R PANEL | SET, F.PLINTH | 2 | 316.8135 | Catalog Stocked Product | YES | LS | _A | _10 | 81 | 1E | 14
8702000 | 8702000 | 1069.9878 | 641.9927 | Industrial Advanced | 0.6 | 14.043 | 639889881563 | 0200H1000W TS S-S F-R PANEL | S/STEEL FOR 1000 WIDE | 2 | 674.0923 | Catalog Non-Stocked Product | NO | LN | _A | _10 | 81 | 1E | 14
8702040 | 8702040 | 380.0124 | 228.0074 | Industrial Advanced | 0.6 | 2.961 | 639889006072 | 0200H0400D TS S-S PLINTH SIDES | SET | 2 | 239.4078 | Catalog Non-Stocked Product | NO | LN | _A | _10 | 81 | 1E | 14
8702050 | 8702050 | 424.8843 | 254.9306 | Industrial Advanced | 0.6 | 3.924 | 639889006089 | 0200H0500D TS S-S PLINTH SIDES | SET | 2 | 267.6771 | Catalog Non-Stocked Product | NO | LN | _A | _10 | 81 | 1E | 14
8702055 | 8702055 | 570.2424 | 342.1454 | Industrial Advanced | 0.6 | 0 | 639889880290 | 0200H0500D SIDE PLINTH S-S 316 | TH 500X200MM, VE=2ST | 2 | 359.2527 | Catalog Non-Stocked Product | NO | LN | _A | _10 | 81 | 7E | 14
8702060 | 8702060 | 472.7775 | 283.6665 | Industrial Advanced | 0.6 | 4.96 | 639889006096 | 0200H0600D TS S-S PLINTH SIDES | SET | 2 | 297.8498 | Catalog Non-Stocked Product | NO | LN | _A | _10 | 81 | 1E | 14
8702065 | 8702065 | 633.5778 | 380.1467 | Industrial Advanced | 0.6 | 5.004 | 639889880306 | 0200H0600D SIDE PLINTH S-S 316 | PU=2 | 2 | 399.154 | Catalog Non-Stocked Product | NO | LN | _A | _10 | 81 | 7E | 14
8702200 | 8702200 | 1222.7313 | 733.6388 | Industrial Advanced | 0.6 | 16.424 | 639889006102 | 0200H1200W TS S-S F-R PANEL | SET, F.PLINTH | 2 | 770.3207 | Catalog Non-Stocked Product | NO | LN | _A | _10 | 81 | 1E | 14
8702600 | 8702600 | 942.4218 | 565.4531 | Industrial Advanced | 0.6 | 9.303 | 639889006119 | 0200H0600W TS S-S F-R PANEL | SET, F.PLINTH | 2 | 593.7257 | Catalog Non-Stocked Product | NO | LN | _A | _10 | 81 | 1E | 14
8702605 | 8702605 | 1267.0437 | 760.2262 | Industrial Advanced | 0.6 | 9.259 | 639889880313 | 0200H0600W F-R PLINTH S-S 316 | PU=2 | 2 | 798.2375 | Catalog Non-Stocked Product | NO | LN | _A | _10 | 81 | 7E | 14
8702800 | 8702800 | 1038.6558 | 623.1935 | Industrial Advanced | 0.6 | 11.634 | 639889006126 | 0200H0800W TS S-S F-R PANEL | SET, F.PLINTH | 2 | 654.3532 | Catalog Stocked Product | YES | L8 | _A | _10 | 81 | 1E | 14
8702805 | 8702805 | 1393.6026 | 836.1616 | Industrial Advanced | 0.6 | 11.75 | 639889880320 | 0200H0800W F-R PLINTH S-S 316 | PU=2 | 2 | 877.9696 | Catalog Stocked Product | YES | LS | _A | _10 | 81 | 7E | 14
8705840 | 8705840 | 1355.4447 | 813.2668 | Industrial Advanced | 0.6 | 16.093 | 639889934788 | 1800H0400D TS SIDEWALLS S-S, T316 | HT 1800x400, VE=2ST | 1 | 853.9302 | Catalog Non-Stocked Product | NO | LN | _A | _10 | 82 | 3E | 14
8800020 | 8800020 | 88.5017 | 53.101 | Industrial Advanced | 0.6 | 0.19 | 639889341739 | TS HINGE DOOR 130 DEGREES | PU=4 | 4 | 55.7561 | Catalog Stocked Product | YES | LS | _A | _10 | 83 | 10 | 14
8800040 | 8800040 | 68.438 | 41.0628 | Industrial Advanced | 0.6 | 0.077 | 639889341753 | TS FIXING COMPONENTS FRAME | PU=4 | 4 | 43.116 | Catalog Stocked Product | YES | LS | _A | _10 | 83 | 10 | 14
8800050 | 8800050 | 69.6689 | 41.8014 | Industrial Advanced | 0.6 | 0.203 | 639889341609 | MPL FIXING RETAINER F-TS | (PK OF 10) | 10 | 43.8914 | Catalog Stocked Product | YES | LS | _A | _10 | 85 | 10 | 14
8800060 | 8800060 | 128.7969 | 77.2781 | Industrial Advanced | 0.6 | 1.184 | 639889340817 | TS CABLE ENTRY PLATES F-0600W | PU=2 | 2 | 81.142 | Catalog Non-Stocked Product | NO | LN | _A | _10 | 81 | 10 | 14
8800070 | 8800070 | 44.1893 | 26.5136 | Industrial Advanced | 0.6 | 0.002 | 639889341760 | RETAINING CLIPS F-LOCK SLIDES | F/TS, PU=100 | 100 | 27.8393 | Catalog Stocked Product | YES | LS | _A | _10 | 83 | 10 | 14
8800071 | 8800071 | 100.5645 | 60.3387 | Industrial Advanced | 0.6 | 0.084 | 639889860117 | INTERNAL HDWR F. TS SIDEWALL | AND REARWALL, PU=10 | 10 | 63.3557 | Catalog Stocked Product | YES | LS | _A | _10 | 82 | 10 | 14
8800075 | 8800075 | 101.9185 | 61.1511 | Industrial Advanced | 0.6 | 0.018 | 639889849136 | CLIP FOR GLAND PLATE |  | 50 | 64.2087 | Catalog Stocked Product | YES | LS | _A | _10 | 81 | 10 | 14
8800080 | 8800080 | 162.9264 | 97.7558 | Industrial Advanced | 0.6 | 1.609 | 639889340824 | CABLE ENTRY PLATES F-0800W | PU=2 | 2 | 102.6436 | Catalog Stocked Product | YES | LS | _A | _10 | 81 | 10 | 14
8800090 | 8800090 | 83.0858 | 49.8514 | Industrial Advanced | 0.6 | 0.119 | 639889346635 | LATERAL MTG BRKT FOR TS MPL | STRENGTHENING BRACKET | 10 | 52.344 | Catalog Stocked Product | YES | LS | _A | _10 | 85 | 10 | 14
8800100 | 8800100 | 207.4626 | 124.4776 | Industrial Advanced | 0.6 | 1.052 | 639889340121 | TS CABLE ENTRY PLATES F-1000W | PU=4 | 4 | 130.7014 | Catalog Non-Stocked Product | NO | LN | _A | _10 | 81 | 10 | 14
8800110 | 8800110 | 242.3754 | 145.4252 | Industrial Advanced | 0.6 | 0.355 | 639889367500 | HINGES F TS SIDEWALLS RAL7035 | PU=6 | 6 | 152.6965 | Catalog Stocked Product | YES | LS | _A | _10 | 82 | 10 | 14
8800120 | 8800120 | 281.988 | 169.1928 | Industrial Advanced | 0.6 | 1.199 | 639889340138 | TS CABLE ENTRY PLATES F-1200W | PU=4 | 4 | 177.6524 | Catalog Non-Stocked Product | NO | LN | _A | _10 | 81 | 10 | 14
8800130 | 8800130 | 363.3393 | 218.0036 | Industrial Advanced | 0.6 | 0.679 | 639889341616 | DOOR BARS F-TS - HORIZONTAL | INSTALLATION IN W/D 0600 | 20 | 228.9038 | Catalog Stocked Product | YES | LS | _A | _10 | 85 | 10 | 14
8800170 | 8800170 | 88.5017 | 53.101 | Industrial Advanced | 0.6 | 0.58 | 639889006133 | TS BACK - BACK BAYING BRKT | PKG OF 4 | 4 | 55.7561 | Catalog Non-Stocked Product | NO | LN | _A | _10 | 82 | 10 | 14
8800280 | 8800280 | 119.2854 | 71.5712 | Industrial Advanced | 0.6 | 1.014 | 639889351363 | BACK TO BACK MPL INSTALL KIT | no preferential origin | 1 | 75.1498 | Catalog Stocked Product | YES | LS | _A | _10 | 85 | 10 | 14
8800300 | 8800300 | 187.5444 | 112.5266 | Industrial Advanced | 0.6 | 2.343 | 639889341692 | TS ADAPTOR SECTIONS F-2000MM | PS4000 ACCESSORIES | 4 | 118.153 | Catalog Non-Stocked Product | NO | LN | _A | _10 | 85 | 10 | 14
8800310 | 8800310 | 68.438 | 41.0628 | Industrial Advanced | 0.6 | 0.243 | 639889341708 | TS INSTALLATION BLOCK | (PK OF 4) | 4 | 43.116 | Catalog Non-Stocked Product | NO | LN | _A | _10 | 85 | 10 | 14
8800320 | 8800320 | 200.7486 | 120.4492 | Industrial Advanced | 0.6 | 2.566 | 639889341715 | TS ADAPTOR SECTIONS F-2200MM | PS4000 ACCESSORIES | 4 | 126.4716 | Catalog Non-Stocked Product | NO | LN | _A | _10 | 85 | 10 | 14
8800330 | 8800330 | 109.9194 | 65.9516 | Industrial Advanced | 0.6 | 0.412 | 639889342316 | TS COMBINATION BRACKET |  | 6 | 69.2492 | Catalog Stocked Product | YES | LS | _A | _10 | 85 | 10 | 14
8800340 | 8800340 | 112.6833 | 67.61 | Industrial Advanced | 0.6 | 0.007 | 639889346642 | CLIP NUTS M6 TS | (PK OF 50) Kein Ursprung | 50 | 70.9905 | Catalog Stocked Product | YES | LS | _A | _10 | 90 | 10 | 14
8800350 | 8800350 | 112.6833 | 67.61 | Industrial Advanced | 0.6 | 0.007 | 639889346659 | CLIP NUTS M8 TS | (PK OF 50) Kein Ursprung | 50 | 70.9905 | Catalog Non-Stocked Product | NO | LN | _A | _10 | 90 | 10 | 14
8800360 | 8800360 | 84.4397 | 50.6638 | Industrial Advanced | 0.6 | 0.09 | 639889346666 | TS ADAPTOR BRKT F CABLE DUCT |  | 6 | 53.197 | Catalog Non-Stocked Product | NO | LN | _A | _10 | 85 | 10 | 14
8800370 | 8800370 | 117.9426 | 70.7656 | Industrial Advanced | 0.6 | 0.115 | 639889351370 | MTG BRK T TS SYSTEM BAR | PACK OF 24 | 24 | 74.3038 | Catalog Stocked Product | YES | LS | _A | _10 | 85 | 10 | 14
8800380 | 8800380 | 170.8713 | 102.5228 | Industrial Advanced | 0.6 | 2.163 | 639889341722 | TS ADAPTOR SECTIONS F-1800MM | PS4000 ACCESSORIES | 4 | 107.6489 | Catalog Non-Stocked Product | NO | LN | _A | _10 | 85 | 10 | 14
8800400 | 8800400 | 67.0841 | 40.2504 | Industrial Advanced | 0.6 | 0.148 | 639889341791 | TS BAYING CLAMP HORIZONTAL | F/TS-TS +TS-PS | 4 | 42.263 | Catalog Stocked Product | YES | LS | _A | _10 | 82 | 10 | 14
8800410 | 8800410 | 46.8973 | 28.1384 | Industrial Advanced | 0.6 | 0.201 | 639889341807 | TS BAYING CLAMP VERTICAL | F/TS-TS | 6 | 29.5453 | Catalog Stocked Product | YES | LS | _A | _10 | 82 | 10 | 14
8800420 | 8800420 | 95.2717 | 57.163 | Industrial Advanced | 0.6 | 0.117 | 639889341814 | TS BAYING CLAMP VERTICAL | F/TS-PS | 6 | 60.0211 | Catalog Non-Stocked Product | NO | LN | _A | _10 | 82 | 10 | 14
8800430 | 8800430 | 55.0212 | 33.0127 | Industrial Advanced | 0.6 | 0.386 | 639889341821 | TS BAYING BRACKET F-TS-TS | PU=4 | 4 | 34.6634 | Catalog Stocked Product | YES | LS | _A | _10 | 82 | 10 | 14
8800470 | 8800470 | 56.2521 | 33.7513 | Industrial Advanced | 0.6 | 0.187 | 639889358669 | DIVIDER WALL BRACKET TS | STEEL CONNECTOR BRACKET FOR ELECTRICAL CABINETS | 8 | 35.4388 | Catalog Stocked Product | YES | LS | _A | _10 | 82 | 10 | 14
8800490 | 8800490 | 53.6672 | 32.2003 | Industrial Advanced | 0.6 | 0.154 | 639889341838 | TS BAYING CONNECTOR EXTERNAL | PU=6 | 6 | 33.8104 | Catalog Stocked Product | YES | LS | _A | _10 | 82 | 10 | 14
8800500 | 8800500 | 48.2513 | 28.9508 | Industrial Advanced | 0.6 | 0.128 | 639889341845 | TS BAYING QUICK WEDGE | PU=6 | 6 | 30.3983 | Catalog Stocked Product | YES | LS | _A | _10 | 82 | 10 | 14
8800520 | 8800520 | 293.7375 | 176.2425 | Industrial Advanced | 0.6 | 2.886 | 639889346680 | 1800H0050W CABLE DUCT TS | 50X1800X80 MM | 8 | 185.0546 | Catalog Non-Stocked Product | NO | LN | _A | _10 | 85 | 10 | 14
8800590 | 8800590 | 83.0858 | 49.8514 | Industrial Advanced | 0.6 | 0.395 | 639889006157 | TS BAYING WEDGES | PKG OF 6 | 6 | 52.344 | Catalog Non-Stocked Product | NO | LN | _A | _10 | 90 | 10 | 14
8800610 | 8800610 | 80.3778 | 48.2267 | Industrial Advanced | 0.6 | 0.165 | 639889006164 | MPL CLIP F REAR MOST POS | PK10 | 10 | 50.638 | Catalog Non-Stocked Product | NO | LN | _A | _10 | 85 | 10 | 14
8800630 | 8800630 | 91.8251 | 55.0951 | Industrial Advanced | 0.6 | 0.384 | 639889006171 | ADJ MPL FASTENER | PK=10 | 10 | 57.8498 | Catalog Non-Stocked Product | NO | LN | _A | _10 | 85 | 10 | 14
8800640 | 8800640 | 157.1076 | 94.2646 | Industrial Advanced | 0.6 | 0.915 | 639889006188 | 0400MM TS SYSTEM CHASSIS | W/PS HOLE PATTERN | 4 | 98.9778 | Catalog Non-Stocked Product | NO | LN | _A | _10 | 85 | 10 | 14
8800650 | 8800650 | 184.2993 | 110.5796 | Industrial Advanced | 0.6 | 1.129 | 639889006195 | 0500MM TS SYSTEM CHASSIS | W/PS HOLE PATTERN | 4 | 116.1086 | Catalog Non-Stocked Product | NO | LN | _A | _10 | 85 | 10 | 14
8800670 | 8800670 | 139.3155 | 83.5893 | Industrial Advanced | 0.6 | 0.772 | 639889006201 | UNIVERSAL BAYING CLAMP F TS | PU=6 | 6 | 87.7688 | Catalog Stocked Product | YES | LS | _A | _10 | 82 | 10 | 14
8800690 | 8800690 | 401.4972 | 240.8983 | Industrial Advanced | 0.6 | 1.583 | 639889358676 | EMC GASKETING F TS | STEEL ELECTRICAL CABINET | 1 | 252.9432 | Catalog Non-Stocked Product | NO | LN | _A | _10 | 82 | 10 | 14
8800695 | 8800695 | 276.6168 | 165.9701 | Industrial Advanced | 0.6 | 0.293 | 639889916630 | EMC GASKETING FOR VX |  | 1 | 174.2686 | Catalog Non-Stocked Product | NO | LN | _A | _10 | 82 | 10 | 14
8800710 | 8800710 | 340.0641 | 204.0385 | Industrial Advanced | 0.6 | 0.538 | 639889847347 | TS 180 DEGREE HINGES | HIGH DYNAMIC LOADS | 4 | 214.2404 | Catalog Stocked Product | YES | LS | _A | _10 | 83 | 10 | 14
8800750 | 8800750 | 1358.9136 | 815.3482 | Industrial Advanced | 0.6 | 2.061 | 639889380660 | TS CABLE DUCT - HORIZONTAL |  | 24 | 856.1156 | Catalog Stocked Product | YES | L8 | _A | _10 | 85 | 10 | 14
8800751 | 8800751 | 1277.5623 | 766.5374 | Industrial Advanced | 0.6 | 2.665 | 639889380677 | 2000H0040W HOR CABLE DUCT TS |  | 20 | 804.8642 | Catalog Non-Stocked Product | NO | LN | _A | _10 | 85 | 10 | 14
8800752 | 8800752 | 1161.522 | 696.9132 | Industrial Advanced | 0.6 | 3.091 | 639889380684 | 2000H0060W HOR CABLE DUCT TS |  | 18 | 731.7589 | Catalog Stocked Product | YES | LS | _A | _10 | 85 | 10 | 14
8800753 | 8800753 | 912.5445 | 547.5267 | Industrial Advanced | 0.6 | 3.871 | 639889380691 | 2000H0080W HOR CABLE DUCT TS |  | 12 | 574.903 | Catalog Non-Stocked Product | NO | LN | _A | _10 | 85 | 10 | 14
8800754 | 8800754 | 1093.3749 | 656.0249 | Industrial Advanced | 0.6 | 4.478 | 639889380707 | 2000H0100W HOR CABLE DUCT TS |  | 12 | 688.8262 | Catalog Stocked Product | YES | LS | _A | _10 | 85 | 10 | 14
8800755 | 8800755 | 713.922 | 428.3532 | Industrial Advanced | 0.6 | 2.381 | 639889931190 | VX CABLE DUCT 2000H0050W | for mounting plate and section, WD: 50x80 mm, L: 2000 mm | 18 | 449.7709 | Catalog Stocked Product | YES | L8 | _A | _10 | 85 | 10 | 14
8800770 | 8800770 | 75.7004 | 45.4202 | Industrial Advanced | 0.6 | 0.004 | 639889931206 | ISOLATOR CAP F-CABLE DUCT VX | for screw head | 100 | 47.6912 | Catalog Stocked Product | YES | L8 | _A | _10 | 90 | 10 | 14
8800806 | 8800806 | 116.7117 | 70.027 | Industrial Advanced | 0.6 | 0.119 | 639889006218 | SNAP NUT M6 | no preferential origin | 20 | 73.5284 | Catalog Non-Stocked Product | NO | LN | _A | _10 | 90 | 10 | 14
8800808 | 8800808 | 116.7117 | 70.027 | Industrial Advanced | 0.6 | 0.115 | 639889006225 | SNAP NUT M8 | no preferential origin | 20 | 73.5284 | Catalog Stocked Product | YES | LS | _A | _10 | 90 | 10 | 14
8800825 | 8800825 | 97.9796 | 58.7878 | Industrial Advanced | 0.6 | 0.267 | 639889860056 | TS BAYING COVER, TOP | FOR 1200 DEEP - RAL 7035, PLASTIC | 1 | 61.7272 | Catalog Non-Stocked Product | NO | LN | _A | _10 | 82 | 10 | 14
8800830 | 8800830 | 73.7309 | 44.2385 | Industrial Advanced | 0.6 | 0.304 | 639889006232 | MTG BRK T KIT F TS BODYWALL | PK OF 4 | 4 | 46.4505 | Catalog Stocked Product | YES | LS | _A | _10 | 81 | 10 | 14
8800845 | 8800845 | 51.944 | 31.1664 | Industrial Advanced | 0.6 | 0.108 | 639889860018 | TS BAYING COVER, TOP | FOR 400 DEEP - RAL 7035, PLASTIC | 1 | 32.7247 | Catalog Stocked Product | YES | LS | _A | _10 | 82 | 10 | 14
8800855 | 8800855 | 58.9601 | 35.3761 | Industrial Advanced | 0.6 | 0.132 | 639889860025 | TS BAYING COVER, TOP | FOR 500 DEEP - RAL 7035, PLASTIC | 1 | 37.1449 | Catalog Stocked Product | YES | LS | _A | _10 | 82 | 10 | 14
8800865 | 8800865 | 64.8684 | 38.9211 | Industrial Advanced | 0.6 | 0.179 | 639889860032 | TS BAYING COVER, TOP | FOR 600 DEEP - RAL 7035, PLASTIC | 1 | 40.8671 | Catalog Stocked Product | YES | LS | _A | _10 | 82 | 10 | 14
8800870 | 8800870 | 346.7781 | 208.0669 | Industrial Advanced | 0.6 | 0.619 | 639889860063 | TS BAYING COVER, VERTICAL | FOR 2200 HEIGHT - RAL 7035, PLASTIC | 2 | 218.4702 | Catalog Non-Stocked Product | NO | LN | _A | _10 | 82 | 10 | 14
8800875 | 8800875 | 346.7781 | 208.0669 | Industrial Advanced | 0.6 | 0.573 | 639889912816 | VX BAYING COVER VERTICAL | FOR 2200MM HEIGHT - RAL 7035, PLASTIC | 2 | 218.4702 | Catalog Non-Stocked Product | NO | LN | _A | _10 | 82 | 10 | 14
8800885 | 8800885 | 73.2386 | 43.9431 | Industrial Advanced | 0.6 | 0.187 | 639889860049 | TS BAYING COVER, TOP | FOR 800 DEEP - RAL 7035, PLASTIC | 1 | 46.1403 | Catalog Stocked Product | YES | LS | _A | _10 | 82 | 10 | 14
8800900 | 8800900 | 175.9068 | 105.5441 | Industrial Advanced | 0.6 | 7.76 | 639889351387 | 0600W0600D SHELF TS-PC VENTED | INSTALLATION 636MM RAL 7015 | 1 | 110.8213 | Catalog Stocked Product | YES | LS | _A | _10 | 85 | 10 | 14
8800910 | 8800910 | 215.6313 | 129.3788 | Industrial Advanced | 0.6 | 12.16 | 639889351394 | 0600W0800D SHELF TS-PC VENTED | INSTALLATION 836MM RAL 7015 | 1 | 135.8477 | Catalog Stocked Product | YES | LS | _A | _10 | 85 | 10 | 14
8800920 | 8800920 | 1010.457 | 606.2742 | Industrial Advanced | 0.6 | 28.704 | 639889351400 | 0600W0600D TS-PC BASE | WXD 600X600 | 1 | 636.5879 | Catalog Stocked Product | YES | LS | _A | _10 | 81 | 10 | 14
8800950 | 8800950 | 159.5694 | 95.7416 | Industrial Advanced | 0.6 | 0.529 | 639889863132 | TS HINGE - DOOR 180DGR RAL9005 | RAL 9005 | 4 | 100.5287 | Catalog Non-Stocked Product | NO | LN | _A | _10 | 83 | 10 | 14
8801250 | 8801250 | 768.0816 | 460.849 | Industrial Advanced | 0.6 | 17.399 | 639889006294 | 0300H1200W TS DOOR,HORIZ HINGE | RAL7035 | 1 | 483.8914 | Catalog Non-Stocked Product | NO | LN | _A | _10 | 83 | 10 | 14
8801260 | 8801260 | 76.4389 | 45.8633 | Industrial Advanced | 0.6 | 0.445 | 639889006300 | BRACE F TS MAINTENENCE DOOR | PK=2ST | 2 | 48.1565 | Catalog Non-Stocked Product | NO | LN | _A | _10 | 83 | 10 | 14
8801450 | 8801450 | 1280.9193 | 768.5516 | Industrial Advanced | 0.6 | 88.183 | 639889006409 | 2000H0400W TS DBL DOOR SET | F.0800W ENCL. RAL7035 | 1 | 806.9792 | Catalog Stocked Product | YES | LS | _A | _10 | 83 | 10 | 14
8801775 | 8801775 | 426.339 | 255.8034 | Industrial Advanced | 0.6 | 3.792 | 639889358911 | SIDE PANEL TS TOPMOUNT MODULE | RAL7035 | 2 | 268.5936 | Catalog Stocked Product | YES | LS | _A | _10 | 82 | 10 | 14
8802060 | 8802060 | 77.7929 | 46.6757 | Industrial Advanced | 0.6 | 0.234 | 639889006416 | 0600W FOAM CABLE ENTRY STRIP | TS | 2 | 49.0095 | Catalog Stocked Product | YES | LS | _A | _10 | 81 | 10 | 14
8802065 | 8802065 | 93.3022 | 55.9813 | Industrial Advanced | 0.6 | 0.231 | 639889847378 | SECTION FOR CABLE ENTRY | REAR SECTION FOR 600MM W | 2 | 58.7804 | Catalog Non-Stocked Product | NO | LN | _A | _10 | 81 | 10 | 14
8802080 | 8802080 | 101.9185 | 61.1511 | Industrial Advanced | 0.6 | 0.353 | 639889006423 | 0800W FOAM CABLE ENTRY STRIP | TS | 2 | 64.2087 | Catalog Stocked Product | YES | LS | _A | _10 | 81 | 10 | 14
8802085 | 8802085 | 115.3689 | 69.2213 | Industrial Advanced | 0.6 | 0.353 | 639889847385 | SECTION FOR CABLE ENTRY | REAR SECTION FOR 800MM W | 2 | 72.6824 | Catalog Non-Stocked Product | NO | LN | _A | _10 | 81 | 10 | 14
8802100 | 8802100 | 128.7969 | 77.2781 | Industrial Advanced | 0.6 | 0.194 | 639889006430 | 1000W FOAM CABLE ENTRY STRIP | TS | 4 | 81.142 | Catalog Stocked Product | YES | LS | _A | _10 | 81 | 10 | 14
8802105 | 8802105 | 146.4771 | 87.8863 | Industrial Advanced | 0.6 | 0.198 | 639889847392 | SECTION FOR CABLE ENTRY | REAR SECTION FOR 1000MM W | 4 | 92.2806 | Catalog Non-Stocked Product | NO | LN | _A | _10 | 81 | 10 | 14
8802120 | 8802120 | 152.5197 | 91.5118 | Industrial Advanced | 0.6 | 0.238 | 639889006447 | 1200W FOAM CABLE ENTRY STRIP | TS | 4 | 96.0874 | Catalog Stocked Product | YES | LS | _A | _10 | 81 | 10 | 14
8802125 | 8802125 | 174.3402 | 104.6041 | Industrial Advanced | 0.6 | 0.238 | 639889847408 | SECTION FOR CABLE ENTRY | REAR SECTION FOR 1200 MM W | 4 | 109.8343 | Catalog Non-Stocked Product | NO | LN | _A | _10 | 81 | 10 | 14
8802160 | 8802160 | 207.4626 | 124.4776 | Industrial Advanced | 0.6 | 0.331 | 639889863149 | 1600W FOAM CABLE ENTRY STRIP | TS | 4 | 130.7014 | Catalog Stocked Product | YES | LS | _A | _10 | 81 | 10 | 14
8802165 | 8802165 | 263.8602 | 158.3161 | Industrial Advanced | 0.6 | 0.331 | 639889855410 | SECTION FOR CABLE ENTRY | REAR SECTION FOR 1600 MM W | 4 | 166.2319 | Catalog Non-Stocked Product | NO | LN | _A | _10 | 81 | 10 | 14
8804000 | 8804000 | 2306.1471 | 1383.6883 | Industrial Advanced | 0.6 | 265.432 | 639889903647 | 2000H0800W0400D VX25 SGL TXT | WHD: 800x2000x400 mm | 1 | 1452.8727 | Catalog Stocked Product | YES | L8 | _A | _03 | 25 | 10 | 14
8804010 | 8804010 | 1960.5999 | 1176.3599 | Industrial Advanced | 0.6 | 179.233 | 639889923119 | 2000H0800W0400D VX25 SGL TXT LESS MPL |  | 1 | 1235.1779 | Catalog Non-Stocked Product | NO | LN | _A | _03 | 25 | 20 | 14
8804500 | 8804500 | 2306.1471 | 1383.6883 | Industrial Advanced | 0.6 | 273.369 | 639889380721 | 2000H0800W0400D TS SGL TXT | RAL7035 | 1 | 1452.8727 | Catalog Stocked Product | YES | LS | _A | _03 | 21 | 50 | 14
8805000 | 8805000 | 2440.9866 | 1464.592 | Industrial Advanced | 0.6 | 269.621 | 639889903654 | 2000H0800W0500D VX25 SGL TXT | WHD: 800x2000x500 mm | 1 | 1537.8216 | Catalog Stocked Product | YES | L8 | _A | _03 | 25 | 10 | 14
8805010 | 8805010 | 2319.2394 | 1391.5436 | Industrial Advanced | 0.6 | 190.917 | 639889923126 | 2000H0800W0500D VX25 SGL TXT LESS MPL |  | 1 | 1461.1208 | Catalog Non-Stocked Product | NO | LN | _A | _03 | 25 | 20 | 14
8805500 | 8805500 | 2440.9866 | 1464.592 | Industrial Advanced | 0.6 | 278.439 | 639889380745 | 2000H0800W0500D TS SGL TXT | RAL7035 | 1 | 1537.8216 | Catalog Stocked Product | YES | LS | _A | _03 | 21 | 50 | 14
8805510 | 8805510 | 1968.4329 | 1181.0597 | Industrial Advanced | 0.6 | 197.531 | 639889884038 | 2000H0800W0500D TS SGL TXT | LESS MPL | 1 | 1240.1127 | Catalog Stocked Product | YES | LS | _A | _03 | 21 | 60 | 14
8806000 | 8806000 | 2475.0042 | 1485.0025 | Industrial Advanced | 0.6 | 277.337 | 639889903661 | 2000H0800W0600D VX25 SGL TXT | WHD: 800x2000x600 mm | 1 | 1559.2526 | Catalog Stocked Product | YES | LS | _A | _03 | 25 | 10 | 14
8806010 | 8806010 | 2350.6833 | 1410.41 | Industrial Advanced | 0.6 | 203.704 | 639889923133 | 2000H0800W0600D VX25 SGL TXT LESS MPL |  | 1 | 1480.9305 | Catalog Non-Stocked Product | NO | LN | _A | _03 | 25 | 20 | 14
8806500 | 8806500 | 2475.0042 | 1485.0025 | Industrial Advanced | 0.6 | 283.73 | 639889380769 | 2000H0800W0600D TS SGL TXT | WxHxD | 1 | 1559.2526 | Catalog Stocked Product | YES | LS | _A | _03 | 21 | 50 | 14
8806510 | 8806510 | 2028.747 | 1217.2482 | Industrial Advanced | 0.6 | 203.704 | 639889873261 | 2000H0800W0600D TS SGL TXT | L/MPL, RAL7035 | 1 | 1278.1106 | Catalog Stocked Product | YES | LS | _A | _03 | 21 | 20 | 14
8806548 | 8806548 | 2511.7074 | 1507.0244 | Industrial Advanced | 0.6 | 282.996 | 639889851863 | 2000H800W0600D TS TYPE 3R |  | 1 | 1582.3757 | Catalog Stocked Product | YES | LS | _A | _03 | 21 | 70 | 14
8806580 | 8806580 | 3103.2108 | 1861.9265 | Industrial Advanced | 0.6 | 289.683 | 639889853928 | 2000H0800W0600D TS NEMA4 TXT | W/O SIDEWALLS | 1 | 1955.0228 | Catalog Stocked Product | YES | LS | _A | _03 | 21 | 10 | 14
8806750 | 8806750 | 4609.6086 | 2765.7652 | Industrial Advanced | 0.6 | 279.541 | 639889878013 | 2000H0800W0600D TS SGL TXT EMC | RAL7035 | 1 | 2904.0534 | Catalog Stocked Product | YES | LS | _A | _03 | 21 | 10 | 14
8807000 | 8807000 | 3383.4084 | 2030.045 | Industrial Advanced | 0.6 | 309.524 | 639889924260 | 2000H0800W0600D VX NEMA4 TXT |  | 1 | 2131.5473 | Catalog Non-Stocked Product | NO | LN | _A | _03 | 25 | 10 | 14
8807010 | 8807010 | 4663.3206 | 2797.9924 | Industrial Advanced | 0.6 | 285.714 | 639889916906 | 2000H0800W0600D VX SGL TXT EMC | RAL7035 | 1 | 2937.892 | Catalog Non-Stocked Product | NO | LN | _A | _03 | 25 | 10 | 14
8807020 | 8807020 | 4970.9337 | 2982.5602 | Industrial Advanced | 0.6 | 297.619 | 639889916913 | 2000H0800W0800D VX SGL TXT EMC | RAL7035 | 1 | 3131.6882 | Catalog Non-Stocked Product | NO | LN | _A | _03 | 25 | 10 | 14
8808000 | 8808000 | 2669.934 | 1601.9604 | Industrial Advanced | 0.6 | 304.674 | 639889903678 | 2000H0800W0800D VX25 SGL TXT | WHD: 800x2000x800 mm | 1 | 1682.0584 | Catalog Stocked Product | YES | L8 | _A | _03 | 25 | 10 | 14
8808010 | 8808010 | 2166.1602 | 1299.6961 | Industrial Advanced | 0.6 | 223.104 | 639889917446 | VX25 2000H0800W0800D LESS MPL | WHD: 800x2000x800 mm, without mountingplate | 1 | 1364.6809 | Catalog Non-Stocked Product | NO | LN | _A | _03 | 25 | 20 | 14
8808071 | 8808071 | 3628.2456 | 2176.9474 | Industrial Advanced | 0.6 | 412.257 | 639889928305 | 2000H0800W0800D VX25 SGL TXT |  | 1 | 2285.7947 | Catalog Non-Stocked Product | NO | LN | _A | _03 | 25 | 20 | 14
8808500 | 8808500 | 2669.934 | 1601.9604 | Industrial Advanced | 0.6 | 302.028 | 639889380783 | 2000H0800W0800D TS SGL TXT | RAL7035 | 1 | 1682.0584 | Catalog Stocked Product | YES | LS | _A | _03 | 21 | 50 | 14
8808521 | 8808521 | 3049.6107 | 1829.7664 | Industrial Advanced | 0.6 | 412.257 | 639889880665 | 2000H0800W0800D TS SGL TXT | W/2 MPL'S <(>&<)> DOORS F/R | 1 | 1921.2547 | Catalog Stocked Product | YES | LS | _A | _03 | 21 | 70 | 14
8815000 | 8815000 | 2358.5163 | 1415.1098 | Industrial Advanced | 0.6 | 181.658 | 639889903685 | 1200H0800W0500D VX25 SGL TXT | WHD: 800x1200x500 mm | 1 | 1485.8653 | Catalog Stocked Product | YES | L8 | _A | _03 | 25 | 10 | 14
8815010 | 8815010 | 2005.1361 | 1203.0817 | Industrial Advanced | 0.6 | 158.73 | 639889923140 | 1200H0800W0500D VX25 SGL TXT LESS MPL |  | 1 | 1263.2357 | Catalog Non-Stocked Product | NO | LN | _A | _03 | 25 | 20 | 14
8825500 | 8825500 | 2656.9536 | 1594.1722 | Industrial Advanced | 0.6 | 203.131 | 639889380806 | 2200H0800W0500D TS SGL TXT | RAL7035 | 1 | 1673.8808 | Catalog Stocked Product | YES | LS | _A | _03 | 21 | 50 | 14
8826000 | 8826000 | 2855.7999 | 1713.4799 | Industrial Advanced | 0.6 | 299.383 | 639889903692 | 2200H0800W0600D VX25 SGL TXT | WHD: 800x2200x600 mm | 1 | 1799.1539 | Catalog Stocked Product | YES | L8 | _A | _03 | 25 | 10 | 14
8826010 | 8826010 | 2427.8943 | 1456.7366 | Industrial Advanced | 0.6 | 219.577 | 639889923157 | 2200H0800W0600D VX25 SGL TXT LESS MPL |  | 1 | 1529.5734 | Catalog Non-Stocked Product | NO | LN | _A | _03 | 25 | 20 | 14
8826500 | 8826500 | 2855.7999 | 1713.4799 | Industrial Advanced | 0.6 | 304.233 | 639889380813 | 2200H0800W0600D TS SGL TXT | RAL7035 | 1 | 1799.1539 | Catalog Stocked Product | YES | LS | _A | _03 | 21 | 50 | 14
8826548 | 8826548 | 2900.3361 | 1740.2017 | Industrial Advanced | 0.6 | 300.994 | 639889851900 | 2200H800W0600D TS TYPE 3R |  | 1 | 1827.2117 | Catalog Non-Stocked Product | NO | LN | _A | _03 | 21 | 70 | 14
8828500 | 8828500 | 2925.1779 | 1755.1067 | Industrial Advanced | 0.6 | 323.633 | 639889380837 | 2200H0800W0800D TS SGL TXT | RAL7035 | 1 | 1842.8621 | Catalog Stocked Product | YES | LS | _A | _03 | 21 | 70 | 14
8828548 | 8828548 | 2969.7141 | 1781.8285 | Industrial Advanced | 0.6 | 343.995 | 639889851924 | 2200H800W0800D TS TYPE 3R |  | 1 | 1870.9199 | Catalog Stocked Product | YES | LS | _A | _03 | 21 | 70 | 14
8840100 | 8840100 | 3249.7998 | 1949.8799 | Industrial Advanced | 0.6 | 185.626 | 639889916593 | 2000H0800W0600D VX SGL W-GLAZED DOOR |  | 1 | 2047.3739 | Catalog Non-Stocked Product | NO | LN | _A | _03 | 25 | 10 | 14
8840110 | 8840110 | 3455.2482 | 2073.1489 | Industrial Advanced | 0.6 | 198.413 | 639889916609 | 2000H0800W0800D VX SGL W-GLAZED DOOR |  | 1 | 2176.8064 | Catalog Non-Stocked Product | NO | LN | _A | _03 | 25 | 10 | 14
8840120 | 8840120 | 3103.2108 | 1861.9265 | Industrial Advanced | 0.6 | 156.526 | 639889916616 | 2000H0600W0600D VX SGL W-GLAZED DOOR |  | 1 | 1955.0228 | Catalog Non-Stocked Product | NO | LN | _A | _03 | 25 | 10 | 14
8840130 | 8840130 | 3249.7998 | 1949.8799 | Industrial Advanced | 0.6 | 166.226 | 639889916623 | 2000H0600W0800D VX SGL W-GLAZED DOOR |  | 1 | 2047.3739 | Catalog Non-Stocked Product | NO | LN | _A | _03 | 25 | 10 | 14
8845000 | 8845000 | 2446.134 | 1467.6804 | Industrial Advanced | 0.6 | 203.263 | 639889903708 | 1400H0800W0500D VX25 SGL TXT | WHD: 800x1400x500 mm | 1 | 1541.0644 | Catalog Stocked Product | YES | L8 | _A | _03 | 25 | 10 | 14
8845010 | 8845010 | 2079.7734 | 1247.864 | Industrial Advanced | 0.6 | 145.503 | 639889923164 | 1400H0800W0500D VX25 SGL TXT LESS MPL |  | 1 | 1310.2572 | Catalog Non-Stocked Product | NO | LN | _A | _03 | 25 | 20 | 14
8845500 | 8845500 | 2446.134 | 1467.6804 | Industrial Advanced | 0.6 | 208.113 | 639889380844 | 1400H0800W0500D TS SGL TXT | RAL7035 | 1 | 1541.0644 | Catalog Stocked Product | YES | LS | _A | _03 | 21 | 50 | 14
8865000 | 8865000 | 2561.391 | 1536.8346 | Industrial Advanced | 0.6 | 225.75 | 639889903715 | 1600H0800W0500D VX25 SGL TXT | WHD: 800x1600x500 mm | 1 | 1613.6763 | Catalog Stocked Product | YES | L8 | _A | _03 | 25 | 10 | 14
8865010 | 8865010 | 2177.9097 | 1306.7458 | Industrial Advanced | 0.6 | 205.026 | 639889923171 | 1600H0800W0500D VX25 SGL TXT LESS MPL |  | 1 | 1372.0831 | Catalog Non-Stocked Product | NO | LN | _A | _03 | 25 | 20 | 14
8865500 | 8865500 | 2561.391 | 1536.8346 | Industrial Advanced | 0.6 | 229.938 | 639889380882 | 1600H0800W0500D TS SGL TXT | RAL7035 | 1 | 1613.6763 | Catalog Stocked Product | YES | LS | _A | _03 | 21 | 50 | 14
8880000 | 8880000 | 2748.4878 | 1649.0927 | Industrial Advanced | 0.6 | 261.905 | 639889903722 | 1800H0800W0500D VX25 DBL TXT | WHD: 800x1800x500 mm | 1 | 1731.5473 | Catalog Stocked Product | YES | L8 | _A | _03 | 25 | 10 | 14
8880010 | 8880010 | 2335.0173 | 1401.0104 | Industrial Advanced | 0.6 | 187.831 | 639889923188 | 1800H0800W0500D VX25 DBL TXT LESS MPL |  | 1 | 1471.0609 | Catalog Non-Stocked Product | NO | LN | _A | _03 | 25 | 20 | 14
8881000 | 8881000 | 2761.5801 | 1656.9481 | Industrial Advanced | 0.6 | 265.873 | 639889903739 | 1800H0800W0600D VX25 DBL TXT | WHD: 800x1800x600 mm | 1 | 1739.7955 | Catalog Stocked Product | YES | L8 | _A | _03 | 25 | 10 | 14
8881010 | 8881010 | 2347.9977 | 1408.7986 | Industrial Advanced | 0.6 | 194.885 | 639889923195 | 1800H0800W0600D VX25 DBL TXT LESS MPL |  | 1 | 1479.2386 | Catalog Non-Stocked Product | NO | LN | _A | _03 | 25 | 20 | 14
8884000 | 8884000 | 2286.5646 | 1371.9388 | Industrial Advanced | 0.6 | 240.741 | 639889903746 | 1800H0800W0400D VX25 SGL TXT | WHD: 800x1800x400 mm | 1 | 1440.5357 | Catalog Stocked Product | YES | L8 | _A | _03 | 25 | 10 | 14
8884010 | 8884010 | 1943.703 | 1166.2218 | Industrial Advanced | 0.6 | 197.751 | 639889923201 | 1800H0800W0400D VX25 SGL TXT LESS MPL |  | 1 | 1224.5329 | Catalog Non-Stocked Product | NO | LN | _A | _03 | 25 | 20 | 14
8884500 | 8884500 | 2286.5646 | 1371.9388 | Industrial Advanced | 0.6 | 250.22 | 639889380929 | 1800H0800W0400D TS SGL TXT | RAL7035 | 1 | 1440.5357 | Catalog Stocked Product | YES | LS | _A | _03 | 21 | 50 | 14
8885000 | 8885000 | 2412.2283 | 1447.337 | Industrial Advanced | 0.6 | 249.118 | 639889903753 | 1800H0800W0500D VX25 SGL TXT | WHD: 800x1800x500 mm | 1 | 1519.7038 | Catalog Non-Stocked Product | NO | LN | _A | _03 | 25 | 10 | 14
8885010 | 8885010 | 2238.1119 | 1342.8671 | Industrial Advanced | 0.6 | 175.044 | 639889923218 | 1800H0800W0500D VX25 SGL TXT LESS MPL |  | 1 | 1410.0105 | Catalog Non-Stocked Product | NO | LN | _A | _03 | 25 | 20 | 14
8885500 | 8885500 | 2412.2283 | 1447.337 | Industrial Advanced | 0.6 | 253.086 | 639889380943 | 1800H0800W0500D TS SGL TXT | RAL7035 | 1 | 1519.7038 | Catalog Stocked Product | YES | LS | _A | _03 | 21 | 50 | 14
8885510 | 8885510 | 1984.0989 | 1190.4593 | Industrial Advanced | 0.6 | 218.695 | 639889895683 | 1800H0800W0500D TS SGL TXT | L/MPL | 1 | 1249.9823 | Catalog Non-Stocked Product | NO | LN | _A | _03 | 21 | 60 | 14
8886000 | 8886000 | 2498.5032 | 1499.1019 | Industrial Advanced | 0.6 | 255.511 | 639889903760 | 1800H0800W0600D VX25 SGL TXT | WHD: 800x1800x600 mm | 1 | 1574.057 | Catalog Stocked Product | YES | L8 | _A | _03 | 25 | 10 | 14
8886010 | 8886010 | 2325.8415 | 1395.5049 | Industrial Advanced | 0.6 | 183.862 | 639889923225 | 1800H0800W0600D VX25 SGL TXT LESS MPL |  | 1 | 1465.2801 | Catalog Non-Stocked Product | NO | LN | _A | _03 | 25 | 20 | 14
8886500 | 8886500 | 2498.5032 | 1499.1019 | Industrial Advanced | 0.6 | 265.212 | 639889380967 | 1800H0800W0600D TS SGL TXT | RAL7035 | 1 | 1574.057 | Catalog Stocked Product | YES | LS | _A | _03 | 21 | 50 | 14
8888500 | 8888500 | 2652.9252 | 1591.7551 | Industrial Advanced | 0.6 | 279.996 | 639889380981 | 1800H0800W0800D TS SGL TXT | RAL7035 | 1 | 1671.3429 | Catalog Stocked Product | YES | LS | _A | _03 | 21 | 20 | 14
8901150 | 8901150 | 426.7866 | 320.0899 | Spare Parts | 0.75 | 0 | 639889881259 | TS ROOF PANEL 1600W0400D RAL7035 | RAL7035 | 1 | 268.8756 | Non-Stocked Spare Part Product | NO | SP | _E | _52 | 11 | 40 | SP
8901160 | 8901160 | 435.291 | 326.4683 | Spare Parts | 0.75 | 0 | 639889881266 | TS ROOF PANEL 1600W0500D RAL7035 | RAL7035 | 1 | 274.2333 | Stocked Spare Part Product | YES | L2 | _E | _52 | 11 | 40 | SP
8901170 | 8901170 | 579.7539 | 434.8154 | Spare Parts | 0.75 | 80.999 | 639889881273 | TS ROOF PANEL 1600W0600D RAL7035 |  | 1 | 365.245 | Non-Stocked Spare Part Product | NO | SP | _E | _52 | 11 | 40 | SP
8901180 | 8901180 | 589.9368 | 442.4526 | Spare Parts | 0.75 | 0 | 639889881280 | TS ROOF PANEL 1600W0800D RAL7035 | RAL 7035 | 1 | 371.6602 | Non-Stocked Spare Part Product | NO | SP | _E | _52 | 11 | 40 | SP
8901200 | 8901200 | 584.7894 | 438.592 | Spare Parts | 0.75 | 0 | 639889881297 | TS ROOF PANEL 1800W0500D RAL7035 |  | 1 | 368.4173 | Non-Stocked Spare Part Product | NO | SP | _E | _52 | 11 | 40 | SP
8901210 | 8901210 | 3880.692 | 2328.4152 | Industrial Advanced | 0.6 | 544.101 | 639889381131 | 1800H1600W0400D TS DBL TXT | RAL7035 | 1 | 2444.836 | Catalog Stocked Product | YES | LS | _A | _03 | 21 | 70 | 14
8901220 | 8901220 | 3957.903 | 2374.7418 | Industrial Advanced | 0.6 | 551.799 | 639889381148 | 1800H1600W0500D TS DBL TXT | RAL7035 | 1 | 2493.4789 | Catalog Stocked Product | YES | LS | _A | _03 | 21 | 70 | 14
8901230 | 8901230 | 4083.5667 | 2450.14 | Industrial Advanced | 0.6 | 558.399 | 639889381155 | 1800H1600W0600D TS DBL TXT | RAL7035 | 1 | 2572.647 | Catalog Non-Stocked Product | NO | LN | _A | _03 | 21 | 70 | 14
8901260 | 8901260 | 4617.5535 | 2770.5321 | Industrial Advanced | 0.6 | 559.991 | 639889381186 | 1800H1800W0500D TS DBL TXT | RAL7035 | 1 | 2909.0587 | Catalog Stocked Product | YES | LS | _A | _03 | 21 | 70 | 14
8901290 | 8901290 | 4355.7075 | 2613.4245 | Industrial Advanced | 0.6 | 539.601 | 639889381216 | 2000H1600W0500D TS DBL TXT | RAL7035 | 1 | 2744.0957 | Catalog Stocked Product | YES | LS | _A | _03 | 21 | 70 | 14
8901360 | 8901360 | 625.1853 | 468.889 | Spare Parts | 0.75 | 0 | 639889881303 | TS ROOF PANEL 1800W0600D RAL7035 | RAL 7035 | 1 | 393.8667 | Non-Stocked Spare Part Product | NO | SP | _E | _52 | 11 | 40 | SP
8901370 | 8901370 | 663.6789 | 497.7592 | Spare Parts | 0.75 | 0 | 639889881310 | TS ROOF PANEL 1800W0800D RAL7035 |  | 1 | 418.1177 | Non-Stocked Spare Part Product | NO | SP | _E | _52 | 11 | 40 | SP
8901400 | 8901400 | 4405.503 | 2643.3018 | Industrial Advanced | 0.6 | 546.301 | 639889381223 | 2000H1600W0600D TS DBL TXT | RAL7035 | 1 | 2775.4669 | Catalog Stocked Product | YES | LS | _A | _03 | 21 | 70 | 14
8901410 | 8901410 | 4612.2942 | 2767.3765 | Industrial Advanced | 0.6 | 567.2 | 639889381230 | 2000H1600W0800D TS DBL TXT | RAL7035 | 1 | 2905.7453 | Catalog Non-Stocked Product | NO | LN | _A | _03 | 21 | 70 | 14
8901420 | 8901420 | 4866.1953 | 2919.7172 | Industrial Advanced | 0.6 | 291.001 | 639889381247 | 2000H1800W0500D TS DBL TXT | RAL7035 | 1 | 3065.703 | Catalog Stocked Product | YES | LS | _A | _03 | 21 | 70 | 14
8901430 | 8901430 | 5211.7425 | 3127.0455 | Industrial Advanced | 0.6 | 622.2 | 639889381254 | 2000H1800W0600D TS DBL TXT | RAL7035 | 1 | 3283.3978 | Catalog Stocked Product | YES | LS | _A | _03 | 21 | 70 | 14
8901440 | 8901440 | 5317.7118 | 3190.6271 | Industrial Advanced | 0.6 | 643.201 | 639889381261 | 2000H1800W0800D TS DBL TXT | RAL7035 | 1 | 3350.1584 | Catalog Non-Stocked Product | NO | LN | _A | _03 | 21 | 70 | 14
8901600 | 8901600 | 4841.913 | 2905.1478 | Industrial Advanced | 0.6 | 558.99 | 639889381377 | 1800H1600W0400D TS FMDC TXT | RAL7035 | 1 | 3050.4052 | Catalog Non-Stocked Product | NO | LN | _A | _03 | 21 | 80 | 14
8901610 | 8901610 | 4986.7116 | 2992.027 | Industrial Advanced | 0.6 | 577.989 | 639889381384 | 1800H1600W0500D TS FMDC TXT | RAL7035 | 1 | 3141.6283 | Catalog Stocked Product | YES | LS | _A | _03 | 21 | 80 | 14
8901620 | 8901620 | 5360.4576 | 3216.2746 | Industrial Advanced | 0.6 | 547.992 | 639889381391 | 1800H1800W0400D TS FMDC TXT | RAL7035 | 1 | 3377.0883 | Catalog Non-Stocked Product | NO | LN | _A | _03 | 21 | 80 | 14
8901630 | 8901630 | 5432.1855 | 3259.3113 | Industrial Advanced | 0.6 | 119.998 | 639889381407 | 1800H1800W0500D TS FMDC TXT | RAL7035 | 1 | 3422.2769 | Catalog Non-Stocked Product | NO | LN | _A | _03 | 21 | 80 | 14
8901640 | 8901640 | 5518.908 | 3311.3448 | Industrial Advanced | 0.6 | 591.991 | 639889381414 | 1800H1800W0600D TS FMDC TXT | RAL7035 | 1 | 3476.912 | Catalog Non-Stocked Product | NO | LN | _A | _03 | 21 | 80 | 14
8901650 | 8901650 | 5141.1336 | 3084.6802 | Industrial Advanced | 0.6 | 539.601 | 639889381421 | 2000H1600W0500D TS FMDC TXT | RAL7035 | 1 | 3238.9142 | Catalog Stocked Product | YES | L8 | _A | _03 | 21 | 80 | 14
8901660 | 8901660 | 5195.2932 | 3117.1759 | Industrial Advanced | 0.6 | 546.301 | 639889381438 | 2000H1600W0600D TS FMDC TXT | RAL7035 | 1 | 3273.0347 | Catalog Non-Stocked Product | NO | LN | _A | _03 | 21 | 80 | 14
8901670 | 8901670 | 5333.3778 | 3200.0267 | Industrial Advanced | 0.6 | 567.2 | 639889381445 | 2000H1600W0800D TS FMDC TXT | RAL7035 | 1 | 3360.028 | Catalog Non-Stocked Product | NO | LN | _A | _03 | 21 | 80 | 14
8901680 | 8901680 | 5791.0488 | 3474.6293 | Industrial Advanced | 0.6 | 291.001 | 639889381452 | 2000H1800W0500D TS FMDC TXT | RAL7035 | 1 | 3648.3607 | Catalog Stocked Product | YES | LS | _A | _03 | 21 | 80 | 14
8901690 | 8901690 | 5985.9786 | 3591.5872 | Industrial Advanced | 0.6 | 691.989 | 639889381469 | 2000H1800W0600D TS FMDC TXT | RAL7035 | 1 | 3771.1665 | Catalog Stocked Product | YES | LS | _A | _03 | 21 | 80 | 14
8901700 | 8901700 | 857.0421 | 642.7816 | Spare Parts | 0.75 | 0 | 639889897915 | 1800H0700W TS-FMDC MSTR DR TXT | RAL 7035 | 1 | 539.9365 | Non-Stocked Spare Part Product | NO | SP | _E | _52 | 11 | 40 | SP
8901710 | 8901710 | 986.6223 | 739.9667 | Spare Parts | 0.75 | 0 | 639889897922 | 1800H0200W TS-FMDC R-H DR TXT | RAL7035 F/1600/1800MM WIDE TS | 1 | 621.572 | Non-Stocked Spare Part Product | NO | SP | _E | _52 | 11 | 40 | SP
8901720 | 8901720 | 919.2585 | 689.4439 | Spare Parts | 0.75 | 0 | 639889895188 | TS DOOR FMD SLV 1800H0700W 180DEG | RAL 7035 | 1 | 579.1329 | Non-Stocked Spare Part Product | NO | SP | _E | _52 | 11 | 40 | SP
8901730 | 8901730 | 1463.7639 | 1097.8229 | Spare Parts | 0.75 | 0 | 639889897939 | 1800H0800W TS-FMDC MSTR DR TXT | 180º HINGES RAL 7035 | 1 | 922.1713 | Non-Stocked Spare Part Product | NO | SP | _E | _52 | 11 | 40 | SP
8901740 | 8901740 | 989.7555 | 742.3166 | Spare Parts | 0.75 | 0 | 639889895195 | TS DOOR FMD SLV 1800H0800W 180DEG | 180º HINGES RAL 7035 | 1 | 623.546 | Non-Stocked Spare Part Product | NO | SP | _E | _52 | 11 | 40 | SP
8901750 | 8901750 | 1612.7028 | 1209.5271 | Spare Parts | 0.75 | 173.997 | 639889897946 | 2000H0700W TS-FMDC MSTR DR TXT | RAL 7035 | 1 | 1016.0028 | Non-Stocked Spare Part Product | NO | SP | _E | _52 | 11 | 40 | SP
8901760 | 8901760 | 1083.8634 | 812.8975 | Spare Parts | 0.75 | 0 | 639889897953 | 2000H0200W TS-FMDC R-H DR TXT | RA7035 F/1600/1800MM WIDE TS | 1 | 682.8339 | Non-Stocked Spare Part Product | NO | SP | _E | _52 | 11 | 40 | SP
8901770 | 8901770 | 951.2619 | 713.4464 | Spare Parts | 0.75 | 0 | 639889895201 | TS DOOR FMD SLV 2000H0700W 180DEG | RAL 7035 | 1 | 599.295 | Non-Stocked Spare Part Product | NO | SP | _E | _52 | 11 | 40 | SP
8901780 | 8901780 | 1593.9036 | 1195.4277 | Spare Parts | 0.75 | 0 | 639889897960 | 2000H0800W TS-FMDC MSTR DR TXT | RAL 7035 | 1 | 1004.1593 | Non-Stocked Spare Part Product | NO | SP | _E | _52 | 11 | 40 | SP
8901790 | 8901790 | 1053.6504 | 790.2378 | Spare Parts | 0.75 | 0 | 639889895218 | TS DOOR FMD SLV 2000H0800W 180DEG | RAL 7035 | 1 | 663.7998 | Non-Stocked Spare Part Product | NO | SP | _E | _52 | 11 | 40 | SP
8901800 | 8901800 | 830.0742 | 622.5556 | Spare Parts | 0.75 | 35.273 | 639889881327 | TS DOOR DBL LH 1800H0800W | RAL 7035 | 1 | 522.9467 | Stocked Spare Part Product | YES | L2 | _E | _52 | 11 | 40 | SP
8901810 | 8901810 | 830.0742 | 622.5556 | Spare Parts | 0.75 | 35.273 | 639889881334 | TS DOOR DBL RH 1800H0800W | RAL 7035 | 1 | 522.9467 | Stocked Spare Part Product | YES | L2 | _E | _52 | 11 | 40 | SP
8901820 | 8901820 | 853.797 | 640.3478 | Spare Parts | 0.75 | 194.996 | 639889881341 | TS DOOR DBL LH 1800H0900W | RAL 7035 | 1 | 537.8921 | Stocked Spare Part Product | YES | L2 | _E | _52 | 11 | 40 | SP
8901830 | 8901830 | 853.797 | 640.3478 | Spare Parts | 0.75 | 0 | 639889881358 | TS DOOR DBL RH 1800H0900W | RAL 7035 | 1 | 537.8921 | Stocked Spare Part Product | YES | L2 | _E | _52 | 11 | 40 | SP
8901840 | 8901840 | 801.6516 | 601.2387 | Spare Parts | 0.75 | 218.997 | 639889880702 | TS DOOR DBL LH 2000H0800W | RAL 7035 | 1 | 505.0405 | Stocked Spare Part Product | YES | L2 | _E | _52 | 11 | 40 | SP
8901850 | 8901850 | 801.6516 | 601.2387 | Spare Parts | 0.75 | 45 | 639889880719 | TS DOOR DBL RH 2000H0800W | RAL 7035 | 1 | 505.0405 | Stocked Spare Part Product | YES | L2 | _E | _52 | 11 | 40 | SP
8901860 | 8901860 | 873.8271 | 655.3703 | Spare Parts | 0.75 | 212.996 | 639889875104 | TS DOOR DBL LH 2000H0900W | RAL 7035 | 1 | 550.5111 | Stocked Spare Part Product | YES | L2 | _E | _52 | 11 | 40 | SP
8901870 | 8901870 | 873.8271 | 655.3703 | Spare Parts | 0.75 | 141.997 | 639889875111 | TS DOOR DBL RH 2000H0900W | RAL 7035 | 1 | 550.5111 | Stocked Spare Part Product | YES | L2 | _E | _52 | 11 | 40 | SP
8901880 | 8901880 | 710.9007 | 533.1755 | Spare Parts | 0.75 | 45 | 639889897977 | 2000H0800W TS L-H REARWALL TXT | RAL7035 | 1 | 447.8674 | Non-Stocked Spare Part Product | NO | SP | _E | _52 | 11 | 40 | SP
8901890 | 8901890 | 979.6845 | 734.7634 | Spare Parts | 0.75 | 45 | 639889875128 | TS REAR PANEL 2000H0800W F.1600W RAL7035 | RAL7035 | 1 | 617.2012 | Non-Stocked Spare Part Product | NO | SP | _E | _52 | 11 | 40 | SP
8901920 | 8901920 | 660.21 | 396.126 | Industrial Advanced | 0.6 | 28.999 | 639889381490 | 0100H1800W TS PLINTH ELEMENTS RAL7022T | FRONT <(>&<)> REAR | 2 | 415.9323 | Catalog Stocked Product | YES | LS | _A | _10 | 81 | 80 | 14
8901930 | 8901930 | 990.9864 | 594.5918 | Industrial Advanced | 0.6 | 53 | 639889381506 | 0200H1800W TS PLINTH ELEMENTS RAL7022T | FRONT <(>&<)> REAR | 2 | 624.3214 | Catalog Stocked Product | YES | LS | _A | _10 | 81 | 70 | 14
8901960 | 8901960 | 1157.9412 | 868.4559 | Spare Parts | 0.75 | 276.995 | 639889881365 | TS MOUNTING PANEL 1800H1600W |  | 1 | 729.503 | Stocked Spare Part Product | YES | L2 | _E | _52 | 11 | 40 | SP
8901970 | 8901970 | 1251.9372 | 938.9529 | Spare Parts | 0.75 | 279.996 | 639889881372 | TS MOUNTING PANEL 1800H1800W |  | 1 | 788.7204 | Stocked Spare Part Product | YES | L2 | _E | _52 | 11 | 40 | SP
8901980 | 8901980 | 1181.3283 | 885.9962 | Spare Parts | 0.75 | 346.993 | 639889881389 | TS MOUNTING PANEL 2000H1600W |  | 1 | 744.2368 | Stocked Spare Part Product | YES | L2 | _E | _52 | 11 | 40 | SP
8901990 | 8901990 | 1285.3953 | 964.0465 | Spare Parts | 0.75 | 0 | 639889881396 | TS MOUNTING PANEL 2000H1800W |  | 1 | 809.799 | Stocked Spare Part Product | YES | L2 | _E | _52 | 11 | 40 | SP
8906500 | 8906500 | 3490.6086 | 2094.3652 | Industrial Advanced | 0.6 | 287.698 | 639889381520 | 2000H0800W0600D TS FMDC TXT | RAL7035 | 1 | 2199.0834 | Catalog Non-Stocked Product | NO | LN | _A | _03 | 21 | 60 | 14
8908500 | 8908500 | 3601.6134 | 2160.968 | Industrial Advanced | 0.6 | 2.183 | 639889811317 | 2000H0800W0800D TS FMDC TXT | 7035 | 1 | 2269.0164 | Catalog Non-Stocked Product | NO | LN | _A | _03 | 21 | 80 | 14
8926500 | 8926500 | 3565.0221 | 2139.0133 | Industrial Advanced | 0.6 | 308 | 639889007819 | 2200H0800W0600D TS FMDC TXT | RAL7035 | 1 | 2245.9639 | Catalog Non-Stocked Product | NO | LN | _A | _03 | 21 | 80 | 14
8945580 | 8945580 | 3169.6794 | 1901.8076 | Industrial Advanced | 0.6 | 299.996 | 639889006591 | 1400H0800W0500D TS FMDC TXT | RAL7035 | 1 | 1996.898 | Catalog Non-Stocked Product | NO | LN | _A | _03 | 21 | 60 | 14
8950050 | 8950050 | 1348.8426 | 809.3056 | Industrial Advanced | 0.6 | 41.887 | 639889880337 | TS ISOLATOR DOOR COVER RAL7035 | HWD 2000mm x 100mm x 500 mm | 1 | 849.7708 | Catalog Stocked Product | YES | LS | _A | _10 | 82 | 10 | 14
8950060 | 8950060 | 1413.5208 | 848.1125 | Industrial Advanced | 0.6 | 42.328 | 639889880344 | TS ISOLATOR DOOR COVER RAL7035 | HWD 2000mm x 100mm x 600 mm | 1 | 890.5181 | Catalog Stocked Product | YES | LS | _A | _10 | 82 | 10 | 14
8950840 | 8950840 | 1241.0829 | 744.6497 | Industrial Advanced | 0.6 | 35.053 | 639889880351 | TS ISOLATOR DOOR COVER RAL7035 | HWD 1800mm x 100mm x 400 mm | 1 | 781.8822 | Catalog Non-Stocked Product | NO | LN | _A | _10 | 82 | 10 | 14
8950850 | 8950850 | 1320.6438 | 792.3863 | Industrial Advanced | 0.6 | 37.478 | 639889880368 | TS ISOLATOR DOOR COVER RAL7035 | HWD 1800mm x 100mm x 500 mm | 1 | 832.0056 | Catalog Stocked Product | YES | LS | _A | _10 | 82 | 10 | 14
8951000 | 8951000 | 1530.0087 | 918.0052 | Industrial Advanced | 0.6 | 38.58 | 639889906358 | VX ISOLATOR DOOR COVER RAL7035 | HWD: 2000mm x 125mm x 500 mm | 1 | 963.9055 | Catalog Non-Stocked Product | NO | LN | _A | _10 | 82 | 10 | 14
8951010 | 8951010 | 1590.9942 | 954.5965 | Industrial Advanced | 0.6 | 39.683 | 639889906365 | VX ISOLATOR DOOR COVER RAL7035 | HWD: 2000mm x 125mm x 600 mm | 1 | 1002.3263 | Catalog Non-Stocked Product | NO | LN | _A | _10 | 82 | 10 | 14
8951020 | 8951020 | 1421.6895 | 853.0137 | Industrial Advanced | 0.6 | 35.053 | 639889906372 | VX ISOLATOR DOOR COVER RAL7035 | HWD: 1800mm x 125mm x 400 mm | 1 | 895.6644 | Catalog Non-Stocked Product | NO | LN | _A | _10 | 82 | 10 | 14
8951030 | 8951030 | 1498.9005 | 899.3403 | Industrial Advanced | 0.6 | 35.273 | 639889906389 | VX ISOLATOR DOOR COVER RAL7035 | HWD: 1800mm x 125mm x 500 mm | 1 | 944.3073 | Catalog Non-Stocked Product | NO | LN | _A | _10 | 82 | 10 | 14
8952000 | 8952000 | 4181.9268 | 2509.1561 | Industrial Advanced | 0.6 | 41.887 | 639889927582 | VX ISOLATOR DOOR COVER STAINLESS STEEL |  | 1 | 2634.6139 | Catalog Non-Stocked Product | NO | LN | _A | _10 | 82 | 7E | 14
8952010 | 8952010 | 4288.1199 | 2572.8719 | Industrial Advanced | 0.6 | 40.564 | 639889927599 | VX ISOLATOR DOOR COVER STAINLESS STEEL |  | 1 | 2701.5155 | Catalog Non-Stocked Product | NO | LN | _A | _10 | 82 | 7E | 14
8952020 | 8952020 | 4020.1194 | 2412.0716 | Industrial Advanced | 0.6 | 35.582 | 639889927605 | VX ISOLATOR DOOR COVER STAINLESS STEEL |  | 1 | 2532.6752 | Catalog Non-Stocked Product | NO | LN | _A | _10 | 82 | 7E | 14
8952030 | 8952030 | 4101.0231 | 2460.6139 | Industrial Advanced | 0.6 | 37.478 | 639889927612 | VX ISOLATOR DOOR COVER STAINLESS STEEL |  | 1 | 2583.6446 | Catalog Non-Stocked Product | NO | LN | _A | _10 | 82 | 7E | 14
8958500 | 8958500 | 4259.6973 | 2555.8184 | Industrial Advanced | 0.6 | 350.994 | 639889811324 | 2200H1000W0500D TS FMDC TXT | RAL 7035 | 1 | 2683.6093 | Catalog Non-Stocked Product | NO | LN | _A | _03 | 21 | 80 | 14
8980500 | 8980500 | 3473.0403 | 2083.8242 | Industrial Advanced | 0.6 | 305.994 | 639889381537 | 1800H1000W0500D TS FMDC TXT | RAL 7035 | 1 | 2188.0154 | Catalog Stocked Product | YES | LS | _A | _03 | 21 | 80 | 14
8985500 | 8985500 | 3430.9659 | 2058.5795 | Industrial Advanced | 0.6 | 255.291 | 639889381551 | 1800H0800W0500D TS FMDC TXT | RAL7035 | 1 | 2161.5085 | Catalog Stocked Product | YES | L8 | _A | _03 | 21 | 60 | 14
8995500 | 8995500 | 3788.4864 | 2273.0918 | Industrial Advanced | 0.6 | 340.829 | 639889381568 | 2000H1000W0500D TS FMDC TXT | RAL7035 | 1 | 2386.7464 | Catalog Stocked Product | YES | LS | _A | _03 | 21 | 80 | 14
8996500 | 8996500 | 4158.0921 | 2494.8553 | Industrial Advanced | 0.6 | 348.995 | 639889381575 | 2000H1000W0600D TS FMDC TXT | RAL7035 | 1 | 2619.598 | Catalog Stocked Product | YES | LS | _A | _03 | 21 | 80 | 14
9055312 | 9055312 | 4715.3541 | 4008.051 | IT Advanced | 0.85 | 38.029 | 639889884380 | MONITOR-KEYBD 17IN. RAL7035-ENG |  | 1 | 3536.5156 | Catalog Non-Stocked Product | NO | LN | _D | _41 | 10 | 10 | 24
9055412 | 9055412 | 4715.3541 | 4008.051 | IT Advanced | 0.85 | 36.376 | 639889884397 | MONITOR-KEYBD 17IN. RAL9005-ENG |  | 1 | 3536.5156 | Catalog Non-Stocked Product | NO | LN | _D | _41 | 10 | 10 | 24
9093001 | 9093001 | 83.5781 | 50.1469 | Industrial Advanced | 0.6 | 0.399 | 639889014787 | RAL7032 POBBLE GREY 40 DEG | 12 OZ.AEROSOL CAN PALLET#7457 | 1 | 52.6542 | Catalog Stocked Product | YES | L8 | _A | _10 | 82 | 30 | 14
9093002 | 9093002 | 83.5781 | 50.1469 | Industrial Advanced | 0.6 | 0.399 | 639889000803 | TOUCH UP RAL7032 PEBBLE GREY AEROSOL | 12 OZ.AEROSOL CAN PALLET#7457 | 1 | 52.6542 | Catalog Stocked Product | YES | L8 | _A | _10 | 82 | 30 | 14
9093004 | 9093004 | 83.5781 | 50.1469 | Industrial Advanced | 0.6 | 0.399 | 639889014763 | TOUCH UP RAL9010 PURE WHITE AEROSOL | 12 OZ.AEROSOL CAN PALLET#9463 | 1 | 52.6542 | Catalog Stocked Product | YES | LS | _A | _10 | 82 | 30 | 14
9093006 | 9093006 | 83.5781 | 50.1469 | Industrial Advanced | 0.6 | 1.175 | 639889014749 | RAL7035 LIGHT GREY 60 DEGREE 12 OZ CAN | 12 OZ.AEROSOL CAN PALLET#7425 | 1 | 52.6542 | Catalog Stocked Product | YES | LS | _A | _10 | 86 | 70 | 14
9093008 | 9093008 | 83.5781 | 50.1469 | Industrial Advanced | 0.6 | 1.001 | 639889014725 | TOUCH UP RAL7022 UMBRA GREY AEROSOL | 12 OZ.AEROSOL CAN PALLET#7428 | 1 | 52.6542 | Catalog Stocked Product | YES | L8 | _A | _10 | 82 | 30 | 14
9093013 | 9093013 | 83.5781 | 50.1469 | Industrial Advanced | 0.6 | 0.399 | 639889907911 | TOUCH UP RAL 9002 GREY WHITE AEROSOL | 12 OZ.AEROSOL CAN PALLET#9309 | 1 | 52.6542 | Catalog Stocked Product | YES | LS | _A | _10 | 82 | 60 | 14
9093014 | 9093014 | 83.5781 | 50.1469 | Industrial Advanced | 0.6 | 1.001 | 639889907560 | TOUCH UP RAL9005 JET BLACK AEROSOL | 12 OZ.AEROSOL CAN PALLET#9442 | 1 | 52.6542 | Catalog Stocked Product | YES | LS | _A | _10 | 82 | 30 | 14
9093015 | 9093015 | 83.5781 | 50.1469 | Industrial Advanced | 0.6 | 0.399 | 639889923393 | TOUCH UP ANSI 61 GREY AEROSOL | 12 OZ.AEROSOL CAN PALLET#7471 | 1 | 52.6542 | Catalog Non-Stocked Product | NO | LN | _A | _10 | 82 | 30 | 14
9093026 | 9093026 | 83.5781 | 50.1469 | Industrial Advanced | 0.6 | 0.399 | 639889923409 | TOUCH UP RAL3020 TRAFFIC RED AEROSOL | 12 OZ.AEROSOL CAN PALLET#3508 | 1 | 52.6542 | Catalog Stocked Product | YES | LS | _A | _10 | 82 | 80 | 14
9093035 | 9093035 | 83.5781 | 50.1469 | Industrial Advanced | 0.6 | 0.399 | 639889923416 | TOUCH UP RAL5012 LIGHT BLUE AEROSOL | 12 OZ.AEROSOL CAN PALLET#5497 | 1 | 52.6542 | Catalog Stocked Product | YES | L8 | _A | _10 | 86 | 60 | 14
9093046 | 9093046 | 83.5781 | 50.1469 | Industrial Advanced | 0.6 | 0.399 | 639889895690 | TOUCH UP RAL9003 SIGNAL WHITE AEROSOL | 12 OZ.AEROSOL CAN | 1 | 52.6542 | Catalog Stocked Product | YES | LS | _A | _10 | 82 | 80 | 14
9093058 | 9093058 | 83.5781 | 50.1469 | Industrial Advanced | 0.6 | 0.399 | 639889923423 | TOUCH UP RAL5018 TURQUOISE BLUE AEEROSOL | 12 OZ.AEROSOL CAN | 1 | 52.6542 | Catalog Non-Stocked Product | NO | LN | _A | _10 | 82 | 80 | 14
9093098 | 9093098 | 83.5781 | 50.1469 | Industrial Advanced | 0.6 | 0.399 | 639889895706 | SAND TEXTURE BLACK | 12 OZ.AEROSOL CAN | 1 | 52.6542 | Catalog Non-Stocked Product | NO | LN | _A | _10 | 82 | 30 | 14
9093101 | 9093101 | 83.5781 | 50.1469 | Industrial Advanced | 0.6 | 0.099 | 639889895713 | TOUCH UP RAL1015 LT IVORY AEROSOL | 12 OZ.AEROSOL CAN | 1 | 52.6542 | Catalog Non-Stocked Product | NO | LN | _A | _10 | 82 | 80 | 14
9094002 | 9094002 | 107.0883 | 64.253 | Industrial Advanced | 0.6 | 2.599 | 639889014701 | RAL7032 POBBLE GREY 60 DEG | 1 QT CAN PALLET#7457 | 1 | 67.4656 | Catalog Non-Stocked Product | NO | LN | _A | _10 | 82 | 30 | 14
9094006 | 9094006 | 89.2403 | 53.5442 | Industrial Advanced | 0.6 | 2.324 | 639889014664 | RAL7035 LT GREY | 1 QT CAN PALLET#7425 | 1 | 56.2214 | Catalog Stocked Product | YES | LS | _A | _10 | 82 | 70 | 14
9095002 | 9095002 | 23.0178 | 13.8107 | Industrial Advanced | 0.6 | 0.099 | 639889014626 | TOUCH UP RAL7032 POBBLE GREY BOTTLE | .6 OZ TOUCH UP BOTTLE P.#7457 | 1 | 14.5012 | Catalog Non-Stocked Product | NO | LN | _A | _10 | 82 | 30 | 14
9095004 | 9095004 | 23.0178 | 13.8107 | Industrial Advanced | 0.6 | 0.099 | 639889014602 | TOUCH UP RAL9010 PURE WHITE BOTTLE | .6 OZ TOUCH UP BOTTLE P.#9463 | 1 | 14.5012 | Catalog Stocked Product | YES | L8 | _A | _10 | 82 | 30 | 14
9095006 | 9095006 | 23.0178 | 13.8107 | Industrial Advanced | 0.6 | 0.183 | 639889014589 | RAL7035 LIGHT GREY 60 DEGREE .6 OZ BOT | .6 OZ TOUCH UP BOTTLE P.#7425 | 1 | 14.5012 | Catalog Stocked Product | YES | LS | _A | _10 | 86 | 70 | 14
9095008 | 9095008 | 23.0178 | 13.8107 | Industrial Advanced | 0.6 | 0.051 | 639889014565 | TOUCH UP RAL7022 UMBRA GREY BOTTLE | .6 OZ TOUCH UP BOTTLE P.#7428 | 1 | 14.5012 | Catalog Non-Stocked Product | NO | LN | _A | _10 | 82 | 30 | 14
9095013 | 9095013 | 21.6638 | 12.9983 | Industrial Advanced | 0.6 | 0.099 | 639889934863 | TOUCH UP RAL9002 GREY WHITE BOTTLE | .6 OZ TOUCH UP BOTTLE P.#9309 | 1 | 13.6482 | Catalog Non-Stocked Product | NO | LN | _A | _10 | 82 | 60 | 14
9095014 | 9095014 | 30.4032 | 18.2419 | Industrial Advanced | 0.6 | 0.099 | 639889907805 | TOUCH UP RAL9005 JET BLACK BOTTLE | .6 OZ TOUCH UP BOTTLE P.#9442 | 1 | 19.154 | Catalog Non-Stocked Product | NO | LN | _A | _10 | 82 | 80 | 14
9095015 | 9095015 | 21.6638 | 12.9983 | Industrial Advanced | 0.6 | 0.099 | 639889934870 | TOUCH UP ANSI 61 TX BOTTLE | .6 OZ TOUCH UP BOTTLE P.#7471 | 1 | 13.6482 | Catalog Non-Stocked Product | NO | LN | _A | _10 | 82 | 80 | 14
9095026 | 9095026 | 21.6638 | 12.9983 | Industrial Advanced | 0.6 | 0.099 | 639889923430 | TOUCH UP SUMMIT RED BOTTLE | .6 OZ TOUCH UP BOTTLE P.#3508 | 1 | 13.6482 | Catalog Stocked Product | YES | LS | _A | _10 | 82 | 80 | 14
9095073 | 9095073 | 30.4032 | 18.2419 | Industrial Advanced | 0.6 | 0.099 | 639889908062 | RAL9016 TRAFFIC WHITE | .6 OZ TOUCH UP BOTTLE | 1 | 19.154 | Catalog Non-Stocked Product | NO | LN | _A | _10 | 82 | 60 | 14
9095098 | 9095098 | 21.6638 | 12.9983 | Industrial Advanced | 0.6 | 0.099 | 639889895720 | SAND TEXTURE BLACK TOUCHUP | .6 OZ TOUCH UP BOTTLE | 1 | 13.6482 | Catalog Stocked Product | YES | LS | _A | _10 | 82 | 80 | 14
9101210 | 9101210 | 240.0255 | 144.0153 | Industrial Advanced | 0.6 | 0.364 | 639889273184 | 0064H0058W0036D GA | ALUMINUM JUNCTION BOX | 5 | 151.2161 | Catalog Non-Stocked Product | NO | LN | _A | _01 | 03 | 10 | 14
9102210 | 9102210 | 167.6262 | 100.5757 | Industrial Advanced | 0.6 | 0.487 | 639889273191 | 0064H0098W0036D GA | ALUMINUM JUNCTION BOX | 3 | 105.6045 | Catalog Non-Stocked Product | NO | LN | _A | _01 | 03 | 10 | 14
9104210 | 9104210 | 74.324 | 44.5944 | Industrial Advanced | 0.6 | 0.772 | 639889273214 | 0080H0075W0057D GA | ALUMINUM JUNCTION BOX | 1 | 46.8241 | Catalog Stocked Product | YES | LS | _A | _01 | 03 | 10 | 14
9105210 | 9105210 | 97.6439 | 58.5864 | Industrial Advanced | 0.6 | 1.014 | 639889273238 | 0080H0125W0057D GA | ALUMINUM JUNCTION BOX | 1 | 61.5157 | Catalog Non-Stocked Product | NO | LN | _A | _01 | 03 | 10 | 14
9106210 | 9106210 | 114.5856 | 68.7514 | Industrial Advanced | 0.6 | 1.235 | 639889273269 | 0080H0175W0057D GA | ALUMINUM JUNCTION BOX | 1 | 72.1889 | Catalog Non-Stocked Product | NO | LN | _A | _01 | 03 | 10 | 14
9107210 | 9107210 | 160.3527 | 96.2116 | Industrial Advanced | 0.6 | 1.653 | 639889273290 | 080H0250W0057D GA | ALUMINIUM JUNCTION BOX | 1 | 101.0222 | Catalog Non-Stocked Product | NO | LN | _A | _01 | 03 | 10 | 14
9108210 | 9108210 | 170.7594 | 102.4556 | Industrial Advanced | 0.6 | 2.286 | 639889273313 | 0120H0122W0080D GA | ALUMINUM JUNCTION BOX | 1 | 107.5784 | Catalog Stocked Product | YES | LS | _A | _01 | 03 | 10 | 14
9108700 | 9108700 | 88.9941 | 53.3964 | Industrial Advanced | 0.6 | 0.287 | 639889273337 | MPL F. 9108 PU(2 EA) | (PACK OF 2) | 2 | 56.0663 | Catalog Non-Stocked Product | NO | LN | _A | _10 | 85 | 10 | 14
9110210 | 9110210 | 212.8338 | 127.7003 | Industrial Advanced | 0.6 | 3.862 | 639889273344 | 0120H0220W0090D GA | ALUMINUM JUCTION BOX | 1 | 134.0853 | Catalog Non-Stocked Product | NO | LN | _A | _01 | 03 | 10 | 14
9110700 | 9110700 | 98.5951 | 59.1571 | Industrial Advanced | 0.6 | 0.551 | 639889273368 | MPL F. 9110 PU(2 EA) | (PACK OF 2) | 2 | 62.1149 | Catalog Non-Stocked Product | NO | LN | _A | _10 | 85 | 10 | 14
9111210 | 9111210 | 296.535 | 177.921 | Industrial Advanced | 0.6 | 5.203 | 639889273375 | 0122H0360W0080D GA | ALUMINUM JUNCTION BOX | 1 | 186.8171 | Catalog Non-Stocked Product | NO | LN | _A | _01 | 03 | 10 | 14
9112210 | 9112210 | 227.157 | 136.2942 | Industrial Advanced | 0.6 | 3.792 | 639889273405 | 0160H0160W0090D GA | ALUMINUM JUNCTION BOX | 1 | 143.1089 | Catalog Non-Stocked Product | NO | LN | _A | _01 | 03 | 10 | 14
9112700 | 9112700 | 97.3194 | 58.3917 | Industrial Advanced | 0.6 | 0.481 | 639889273429 | MPL F. 9112 PU(2 EA) |  | 2 | 61.3112 | Catalog Non-Stocked Product | NO | LN | _A | _10 | 85 | 10 | 14
9113210 | 9113210 | 277.2882 | 166.3729 | Industrial Advanced | 0.6 | 5.026 | 639889273436 | 1090H0260W0090D GA | ALUMINUM JUNCTION BOX | 1 | 174.6916 | Catalog Non-Stocked Product | NO | LN | _A | _01 | 03 | 10 | 14
9113700 | 9113700 | 111.1726 | 66.7036 | Industrial Advanced | 0.6 | 0.853 | 639889273450 | MPL F. 9113 PU(2 EA) |  | 2 | 70.0388 | Catalog Non-Stocked Product | NO | LN | _A | _10 | 85 | 10 | 14
9114210 | 9114210 | 344.8758 | 206.9255 | Industrial Advanced | 0.6 | 6.922 | 639889273467 | 0160H0360W0090D GA | ALUMINUM JUNCTION BOX | 1 | 217.2718 | Catalog Non-Stocked Product | NO | LN | _A | _01 | 03 | 10 | 14
9116210 | 9116210 | 465.7278 | 279.4367 | Industrial Advanced | 0.6 | 6.746 | 639889273481 | 0230H0200W0110D GA | ALUMINUM JUNCTION BOX | 1 | 293.4085 | Catalog Non-Stocked Product | NO | LN | _A | _01 | 03 | 10 | 14
9116700 | 9116700 | 66.3791 | 39.8274 | Industrial Advanced | 0.6 | 0.974 | 639889273504 | MPL F 9116 |  | 1 | 41.8188 | Catalog Non-Stocked Product | NO | LN | _A | _10 | 85 | 10 | 14
9117210 | 9117210 | 543.1626 | 325.8976 | Industrial Advanced | 0.6 | 8.025 | 639889273511 | 0230H0280W0110D GA | ALUMINUM JUNCTION BOX | 1 | 342.1924 | Catalog Non-Stocked Product | NO | LN | _A | _01 | 03 | 10 | 14
9117700 | 9117700 | 84.6524 | 50.7914 | Industrial Advanced | 0.6 | 1.462 | 639889273535 | MPL F 9117 |  | 1 | 53.331 | Catalog Non-Stocked Product | NO | LN | _A | _10 | 85 | 10 | 14
9118210 | 9118210 | 612.3168 | 367.3901 | Industrial Advanced | 0.6 | 8.327 | 639889273542 | 0230H0330W0110D GA | ALUMINUM JUNCTION BOX | 1 | 385.7596 | Catalog Non-Stocked Product | NO | LN | _A | _01 | 03 | 10 | 14
9118700 | 9118700 | 98.5951 | 59.1571 | Industrial Advanced | 0.6 | 1.72 | 639889273566 | MPL F 9118-9119 | 313X213MM | 1 | 62.1149 | Catalog Non-Stocked Product | NO | LN | _A | _10 | 85 | 10 | 14
9119210 | 9119210 | 894.3048 | 536.5829 | Industrial Advanced | 0.6 | 10.097 | 639889273573 | 0230H0330W0180D GA | ALUMINUM JUNCTION BOX | 1 | 563.412 | Catalog Non-Stocked Product | NO | LN | _A | _01 | 03 | 10 | 14
9121160 | 9121160 | 48.7436 | 29.2462 | Industrial Advanced | 0.6 | 0.256 | 639889273597 | WALL MOUNT BRACKET | F.9112,9114,9114 | 2 | 30.7085 | Catalog Non-Stocked Product | NO | LN | _A | _10 | 82 | 10 | 14
9301000 | 9301000 | 730.0356 | 438.0214 | Industrial Advanced | 0.6 | 3.192 | 639889158054 | EX-KL-150X150X80 | V2A (KL BASED) | 1 | 459.9224 | Catalog Non-Stocked Product | NO | LN | _A | _02 | 13 | 1E | 14
9302000 | 9302000 | 884.6814 | 530.8088 | Industrial Advanced | 0.6 | 4.409 | 639889158108 | EX-KL-150X300X80 | V2A (KL BASED) | 1 | 557.3493 | Catalog Stocked Product | YES | L8 | _A | _02 | 13 | 1E | 14
9303000 | 9303000 | 878.1912 | 526.9147 | Industrial Advanced | 0.6 | 4.497 | 639889158153 | EX-KL-200-200X80 | V2A (KL BASED) | 1 | 553.2605 | Catalog Stocked Product | YES | L8 | _A | _02 | 13 | 1E | 14
9304000 | 9304000 | 995.91 | 597.546 | Industrial Advanced | 0.6 | 5.379 | 639889158207 | EX-KL-200X300X80 | V2A (KL BASED) | 1 | 627.4233 | Catalog Stocked Product | YES | L8 | _A | _02 | 13 | 1E | 14
9305000 | 9305000 | 1124.8188 | 674.8913 | Industrial Advanced | 0.6 | 7.937 | 639889158252 | EX-KL-200X400X120 | V2A (KL BASED) | 1 | 708.6358 | Catalog Stocked Product | YES | L8 | _A | _02 | 13 | 1E | 14
9306000 | 9306000 | 1210.3104 | 726.1862 | Industrial Advanced | 0.6 | 8.598 | 639889158306 | EX-KL-300X300X120 | V2A (KL BASED) | 1 | 762.4956 | Catalog Non-Stocked Product | NO | LN | _A | _02 | 13 | 1E | 14
9320020 | 9320020 | 181.6137 | 108.9682 | Industrial Advanced | 0.6 | 0.478 | 639889273948 | CONNECTOR SET F FLAT BAR | 20 X 5 - 30 X 10 SINGLE | 3 | 114.4166 | Catalog Stocked Product | YES | LS | _B | _21 | 01 | 10 | 14
9320030 | 9320030 | 323.8386 | 194.3032 | Industrial Advanced | 0.6 | 1.484 | 639889273955 | CONNECTOR SET F FLAT BAR | 20 X 5 - 30 X 10 CONNECTED | 3 | 204.0183 | Catalog Stocked Product | YES | LS | _B | _21 | 01 | 10 | 14
9320060 | 9320060 | 771.5505 | 462.9303 | Industrial Advanced | 0.6 | 0.403 | 639889284265 | PLS EXPANSION CONNECTOR 800A | 800A | 3 | 486.0768 | Catalog Non-Stocked Product | NO | LN | _B | _21 | 02 | 10 | 14
9320070 | 9320070 | 1171.7049 | 703.0229 | Industrial Advanced | 0.6 | 1.407 | 639889284272 | PLS EXPANSION CONNECTOR 1600A | 1600A | 3 | 738.1741 | Catalog Non-Stocked Product | NO | LN | _B | _21 | 02 | 10 | 14
9320120 | 9320120 | 54.7751 | 32.865 | Industrial Advanced | 0.6 | 0.179 | 639889204492 | 15MM HIGH DIN RAILS F-SV 9320 | 000/.200.SV9629.000-72 MM WIDE | 5 | 34.5083 | Catalog Stocked Product | YES | LS | _B | _21 | 01 | 10 | 14
9320150 | 9320150 | 40.4966 | 24.298 | Industrial Advanced | 0.6 | 0.037 | 639889358966 | MINI-PLS SUPPORT RAILS 45MM | F.MULTIFUNKTIONS-GER¢TEADAPTER | 10 | 25.5129 | Catalog Non-Stocked Product | NO | LN | _B | _21 | 01 | 10 | 14
9340000 | 9340000 | 148.4913 | 89.0948 | Industrial Advanced | 0.6 | 0.445 | 639889829848 | RILINE FLATBAR SUPPORT 3-POLE | EXTERNAL MOUNTING SUPPORT | 4 | 93.5495 | Catalog Stocked Product | YES | L8 | _B | _21 | 01 | 10 | 14
9340004 | 9340004 | 210.2601 | 126.1561 | Industrial Advanced | 0.6 | 0.505 | 639889848467 | BUSBAR SUPPORTS 4-POLE |  | 4 | 132.4639 | Catalog Non-Stocked Product | NO | LN | _B | _21 | 01 | 10 | 14
9340010 | 9340010 | 150.8412 | 90.5047 | Industrial Advanced | 0.6 | 0.443 | 639889829855 | RILINE FLATBAR SUPPORT 3-POLE | INTERNAL MOUNTING SUPPORT | 4 | 95.03 | Catalog Non-Stocked Product | NO | LN | _B | _21 | 01 | 10 | 14
9340030 | 9340030 | 66.5917 | 39.955 | Industrial Advanced | 0.6 | 0.132 | 639889851993 | RILINE FLATBAR SUPPORT 1-POLE | FOR 12X5-30X10 MM FLATBAR | 4 | 41.9528 | Catalog Stocked Product | YES | L8 | _B | _21 | 01 | 10 | 14
9340040 | 9340040 | 172.9974 | 103.7984 | Industrial Advanced | 0.6 | 0.276 | 639889852006 | RILINE FLATBAR SUPPORT 2-POLE | FOR 12X5-30X10 MM FLATBAR | 4 | 108.9884 | Catalog Stocked Product | YES | L8 | _B | _21 | 01 | 10 | 14
9340050 | 9340050 | 205.3365 | 123.2019 | Industrial Advanced | 0.6 | 0.397 | 639889829862 | RILINE FLATBAR SUPPORT 3-POLE | UL-INTERNAL MOUNTING SUPPORT | 4 | 129.362 | Catalog Stocked Product | YES | L8 | _B | _21 | 01 | 10 | 14
9340070 | 9340070 | 22.1562 | 13.2937 | Industrial Advanced | 0.6 | 0.115 | 639889829879 | RILINE ENDCOVER | 2 EA | 2 | 13.9584 | Catalog Stocked Product | YES | L8 | _B | _21 | 01 | 10 | 14
9340074 | 9340074 | 33.9728 | 20.3837 | Industrial Advanced | 0.6 | 0.163 | 639889848474 | RILINE60 END COVER 4-POLE | FOR USE WITH FLAT BUSBAR | 2 | 21.4029 | Catalog Non-Stocked Product | NO | LN | _B | _21 | 01 | 10 | 14
9340090 | 9340090 | 13.7861 | 8.2716 | Industrial Advanced | 0.6 | 0.004 | 639889848481 | SPACERS FOR SV9340004 | PU=12 | 12 | 8.6852 | Catalog Stocked Product | YES | L8 | _B | _21 | 01 | 10 | 14
9340100 | 9340100 | 89.9788 | 53.9873 | Industrial Advanced | 0.6 | 1.213 | 639889829886 | RILINE BASE TRAY - 500MM | 2 EA | 2 | 56.6866 | Catalog Stocked Product | YES | LS | _B | _21 | 01 | 10 | 14
9340110 | 9340110 | 126.6708 | 76.0025 | Industrial Advanced | 0.6 | 1.742 | 639889829893 | RILINE BASE TRAY - 700MM | 2 EA | 2 | 79.8026 | Catalog Stocked Product | YES | LS | _B | _21 | 01 | 10 | 14
9340120 | 9340120 | 161.5836 | 96.9502 | Industrial Advanced | 0.6 | 2.183 | 639889829909 | RILINE BASE TRAY - 900MM | 2 EA | 2 | 101.7977 | Catalog Non-Stocked Product | NO | LN | _B | _21 | 01 | 10 | 14
9340130 | 9340130 | 200.1891 | 120.1135 | Industrial Advanced | 0.6 | 2.601 | 639889829916 | RILINE BASE TRAY - 1100MM | 2 EA | 2 | 126.1191 | Catalog Stocked Product | YES | LS | _B | _21 | 01 | 10 | 14
9340134 | 9340134 | 230.6259 | 138.3755 | Industrial Advanced | 0.6 | 3.638 | 639889848498 | BASE TRAY LENGTH 1100MM |  | 2 | 145.2943 | Catalog Non-Stocked Product | NO | LN | _B | _21 | 01 | 10 | 14
9340140 | 9340140 | 32.6188 | 19.5713 | Industrial Advanced | 0.6 | 0.265 | 639889829923 | RILINE BASE TRAY INFILL | 2 EA | 2 | 20.5499 | Catalog Stocked Product | YES | LS | _B | _21 | 01 | 10 | 14
9340170 | 9340170 | 227.2689 | 136.3613 | Industrial Advanced | 0.6 | 5.897 | 639889863187 | RILINE BASE TRAY - 2400MM | FOR FLAT BUSBAR | 1 | 143.1794 | Catalog Stocked Product | YES | LS | _B | _21 | 01 | 10 | 14
9340200 | 9340200 | 118.8378 | 71.3027 | Industrial Advanced | 0.6 | 2.138 | 639889829954 | RILINE TOP COVER - 700MM | 2 EA | 2 | 74.8678 | Catalog Stocked Product | YES | LS | _B | _21 | 01 | 10 | 14
9340210 | 9340210 | 165.2763 | 99.1658 | Industrial Advanced | 0.6 | 2.998 | 639889829961 | RILINE TOP COVER - 1100MM | 2 EA | 2 | 104.1241 | Catalog Stocked Product | YES | LS | _B | _21 | 01 | 10 | 14
9340214 | 9340214 | 252.6702 | 151.6021 | Industrial Advanced | 0.6 | 3.924 | 639889848504 | SV RILINE60 COVER SECTION 4-POLE |  | 2 | 159.1822 | Catalog Non-Stocked Product | NO | LN | _B | _21 | 01 | 10 | 14
9340220 | 9340220 | 20.0637 | 12.0382 | Industrial Advanced | 0.6 | 0.035 | 639889829978 | RILINE SUPPORT PANEL-COVER | 5 EA | 5 | 12.6401 | Catalog Stocked Product | YES | LS | _B | _21 | 01 | 10 | 14
9340224 | 9340224 | 62.7759 | 37.6655 | Industrial Advanced | 0.6 | 0.084 | 639889848511 | RILINE60 COVER SECTION 4-POLE | FOR USE WITH TOP COVER | 5 | 39.5488 | Catalog Non-Stocked Product | NO | LN | _B | _21 | 01 | 10 | 14
9340230 | 9340230 | 25.1104 | 15.0662 | Industrial Advanced | 0.6 | 0.068 | 639889852044 | INSULATING STRIP 160 MM | FOR USE WITH 9320030, 3505000, 3515000 | 2 | 15.8195 | Catalog Non-Stocked Product | NO | LN | _B | _21 | 01 | 10 | 14
9340260 | 9340260 | 50.8362 | 30.5017 | Industrial Advanced | 0.6 | 0.485 | 639889829985 | RILINE OM ADAPTER-NO CONTACT | 45MM, SUPPORT FRAME, BLOCK | 1 | 32.0268 | Catalog Stocked Product | YES | L8 | _B | _21 | 01 | 10 | 14
9340270 | 9340270 | 60.0679 | 36.0408 | Industrial Advanced | 0.6 | 0.569 | 639889829992 | RILINE OM ADAPTER - NO CONTACT | 55MM, 1DIN, SUPPORT FRAME LONG | 1 | 37.8428 | Catalog Stocked Product | YES | L8 | _B | _21 | 01 | 10 | 14
9340280 | 9340280 | 12.5552 | 7.5331 | Industrial Advanced | 0.6 | 0.002 | 639889830004 | RILINE CONNECTION PIN-OM_OT | 20 EA | 20 | 7.9098 | Catalog Stocked Product | YES | L8 | _B | _21 | 01 | 10 | 14
9340290 | 9340290 | 17.6019 | 10.5611 | Industrial Advanced | 0.6 | 0.073 | 639889830011 | RILINE OM INSERT STRIP-10MM | 2 EA | 2 | 11.0892 | Catalog Stocked Product | YES | LS | _B | _21 | 01 | 10 | 14
9340300 | 9340300 | 50.59 | 30.354 | Industrial Advanced | 0.6 | 0.445 | 639889872059 | RILINE OM ADAPTOR-2 DIN | 45MM, WITHOUT EL. CONTACTS | 1 | 31.8717 | Catalog Non-Stocked Product | NO | LN | _B | _21 | 01 | 10 | 14
9340310 | 9340310 | 70.4075 | 42.2445 | Industrial Advanced | 0.6 | 0.573 | 639889830028 | RILINE OM ADAPTER - 25A | 45MM, 1 DIN | 1 | 44.3567 | Catalog Stocked Product | YES | L8 | _B | _21 | 01 | 10 | 14
9340320 | 9340320 | 79.5161 | 47.7097 | Industrial Advanced | 0.6 | 0.564 | 639889872066 | RILINE OM ADAPTOR-25A 2DIN | 45MM, AWG12 | 1 | 50.0952 | Catalog Stocked Product | YES | L8 | _B | _21 | 01 | 10 | 14
9340340 | 9340340 | 75.7004 | 45.4202 | Industrial Advanced | 0.6 | 0.617 | 639889830035 | 10LINE OM ADAPTER - 25A | 45MM, 1 DIN, SUPPORT FRAME | 1 | 47.6912 | Catalog Stocked Product | YES | L8 | _B | _21 | 01 | 10 | 14
9340350 | 9340350 | 76.9313 | 46.1588 | Industrial Advanced | 0.6 | 0.661 | 639889836228 | RILINE OM ADAPTOR-32A | 45MM, 1 DIN, SUPPORT FRAME | 1 | 48.4667 | Catalog Stocked Product | YES | L8 | _B | _21 | 01 | 10 | 14
9340370 | 9340370 | 78.2852 | 46.9711 | Industrial Advanced | 0.6 | 0.617 | 639889830042 | RILINE OM ADAPTER - 25A | 45MM, 1 DIN, SUPPORT FRAME, BLOCK | 1 | 49.3197 | Catalog Stocked Product | YES | L8 | _B | _21 | 01 | 10 | 14
9340380 | 9340380 | 100.4414 | 60.2649 | Industrial Advanced | 0.6 | 0.661 | 639889848733 | RILINE OM ADAPTER - 32A | 45MM, 2 DIN, SUPPORT FRAME | 1 | 63.2781 | Catalog Stocked Product | YES | L8 | _B | _21 | 01 | 10 | 14
9340390 | 9340390 | 94.1639 | 56.4983 | Industrial Advanced | 0.6 | 0.681 | 639889858886 | RILINE OM ADAPTER - 32A AWG 10 | 45X237 SUPPORT FRAME, 2 DIN | 1 | 59.3232 | Catalog Stocked Product | YES | L8 | _B | _21 | 01 | 10 | 14
9340400 | 9340400 | 148.6032 | 89.1619 | Industrial Advanced | 0.6 | 1.01 | 639889872080 | RILINE OM ADAPTOR-25A 3DIN | 45MM, AWG12, 2X(45X170) MM SUPPORT FRAME | 1 | 93.62 | Catalog Non-Stocked Product | NO | LN | _B | _21 | 01 | 10 | 14
9340410 | 9340410 | 82.2241 | 49.3345 | Industrial Advanced | 0.6 | 0.794 | 639889830059 | RILINE OM ADAPTER - 65A | 55MM, 1 DIN | 1 | 51.8012 | Catalog Stocked Product | YES | L8 | _B | _21 | 01 | 10 | 14
9340430 | 9340430 | 89.9788 | 53.9873 | Industrial Advanced | 0.6 | 0.827 | 639889830066 | RILINE OM ADAPTER-65A | 55MM, 1 DIN, SUPPORT FRAME | 1 | 56.6866 | Catalog Stocked Product | YES | L8 | _B | _21 | 01 | 10 | 14
9340450 | 9340450 | 96.5026 | 57.9015 | Industrial Advanced | 0.6 | 0.893 | 639889830073 | RILINE OM ADAPTER - 65A AWG 6 | 55MM, 1 DIN, SUPPORT FRAME, BLOCK | 1 | 60.7966 | Catalog Stocked Product | YES | L8 | _B | _21 | 01 | 10 | 14
9340460 | 9340460 | 82.2241 | 49.3345 | Industrial Advanced | 0.6 | 0.736 | 639889830080 | RILINE OM ADAPTER-32A | 55MM, 1 DIN, SUPPORT FRAME | 1 | 51.8012 | Catalog Stocked Product | YES | L8 | _B | _21 | 01 | 10 | 14
9340470 | 9340470 | 106.9652 | 64.1791 | Industrial Advanced | 0.6 | 0.794 | 639889848740 | RILINE OM ADAPTER - 32A | 55MM, 2 DIN, SUPPORT FRAME | 1 | 67.3881 | Catalog Stocked Product | YES | L8 | _B | _21 | 01 | 10 | 14
9340510 | 9340510 | 60.0679 | 36.0408 | Industrial Advanced | 0.6 | 0.529 | 639889830097 | RILINE ADAPTER-32A | 45MM, 1 DIN | 1 | 37.8428 | Catalog Non-Stocked Product | NO | LN | _B | _21 | 01 | 10 | 14
9340520 | 9340520 | 61.545 | 36.927 | Industrial Advanced | 0.6 | 0.586 | 639889858916 | RILINE OM ADAPTER - 32A | 45MM, 2 DIN | 1 | 38.7734 | Catalog Non-Stocked Product | NO | LN | _B | _21 | 01 | 10 | 14
9340530 | 9340530 | 65.2377 | 39.1426 | Industrial Advanced | 0.6 | 0.617 | 639889830103 | RILINE OM ADAPTER-32A | 45MM, 1 DIN, SUPPORT FRAME | 1 | 41.0998 | Catalog Stocked Product | YES | L8 | _B | _21 | 01 | 10 | 14
9340550 | 9340550 | 69.1766 | 41.5059 | Industrial Advanced | 0.6 | 0.639 | 639889830110 | RILINE OM ADAPTER-32A | 45MM, 1 DIN, SUPPORT FRAME, BLOCK | 1 | 43.5812 | Catalog Non-Stocked Product | NO | LN | _B | _21 | 01 | 10 | 14
9340560 | 9340560 | 78.4083 | 47.045 | Industrial Advanced | 0.6 | 0.646 | 639889858923 | RILINE OM ADAPTER - 32A | 45X237 SUPPORT FRAME, 2 DIN | 1 | 49.3972 | Catalog Non-Stocked Product | NO | LN | _B | _21 | 01 | 10 | 14
9340610 | 9340610 | 69.1766 | 41.5059 | Industrial Advanced | 0.6 | 0.714 | 639889830127 | RILINE OM ADAPTER-65A | 55MM, 1 DIN | 1 | 43.5812 | Catalog Stocked Product | YES | L8 | _B | _21 | 01 | 10 | 14
9340620 | 9340620 | 83.455 | 50.073 | Industrial Advanced | 0.6 | 0.767 | 639889852020 | RILINE OM ADAPTER-65A | 55MM, 2 DIN | 1 | 52.5767 | Catalog Non-Stocked Product | NO | LN | _B | _21 | 01 | 10 | 14
9340630 | 9340630 | 79.6392 | 47.7835 | Industrial Advanced | 0.6 | 0.728 | 639889830134 | RILINE OM ADAPTER-65A | 55MM, 1 DIN, SUPPORT FRAME | 1 | 50.1727 | Catalog Non-Stocked Product | NO | LN | _B | _21 | 01 | 10 | 14
9340650 | 9340650 | 84.809 | 50.8854 | Industrial Advanced | 0.6 | 0.831 | 639889830141 | RILINE OM ADAPTER-65A | 55MM, 2 DIN, SUPPORT FRAME, BLOCK | 1 | 53.4297 | Catalog Non-Stocked Product | NO | LN | _B | _21 | 01 | 10 | 14
9340660 | 9340660 | 69.1766 | 41.5059 | Industrial Advanced | 0.6 | 0.694 | 639889830158 | RILINE OM ADAPTER-32A | 55MM, 1 DIN, SUPPORT FRAME | 1 | 43.5812 | Catalog Stocked Product | YES | L8 | _B | _21 | 01 | 10 | 14
9340700 | 9340700 | 106.9652 | 64.1791 | Industrial Advanced | 0.6 | 0.926 | 639889836235 | RILINE OM ADAPTER-65A | 75MM, 2 DIN, 7.5MM | 1 | 67.3881 | Catalog Stocked Product | YES | L8 | _B | _21 | 01 | 10 | 14
9340710 | 9340710 | 103.0263 | 61.8158 | Industrial Advanced | 0.6 | 0.873 | 639889836242 | RILINE OM ADAPTER-40A | 75MM, 2 DIN, SUPPORT FRAME | 1 | 64.9066 | Catalog Stocked Product | YES | L8 | _B | _21 | 01 | 10 | 14
9340720 | 9340720 | 91.702 | 55.0212 | Industrial Advanced | 0.6 | 0.794 | 639889858893 | RILINE OM ADAPTER - 40A AWG 8 | 55X170 SUPPORT FRAME, 1 DIN | 1 | 57.7723 | Catalog Stocked Product | YES | L8 | _B | _21 | 01 | 10 | 14
9340730 | 9340730 | 95.2717 | 57.163 | Industrial Advanced | 0.6 | 0.842 | 639889858909 | RILINE OM ADAPTER - 40A AWG 8 | 55X237 SUPPORT FRAME, 2 DIN | 1 | 60.0211 | Catalog Non-Stocked Product | NO | LN | _B | _21 | 01 | 10 | 14
9340740 | 9340740 | 96.9949 | 58.197 | Industrial Advanced | 0.6 | 0.73 | 639889872073 | RILINE OM ADAPTOR-40A 2DIN | 55MM, AWG8 | 1 | 61.1068 | Catalog Non-Stocked Product | NO | LN | _B | _21 | 01 | 10 | 14
9340750 | 9340750 | 109.3039 | 65.5824 | Industrial Advanced | 0.6 | 0.825 | 639889872097 | RILINE OM ADAPTOR-40A 1DIN | 55MM, AWG8, METAL RAIL | 1 | 68.8615 | Catalog Non-Stocked Product | NO | LN | _B | _21 | 01 | 10 | 14
9340760 | 9340760 | 92.4406 | 55.4644 | Industrial Advanced | 0.6 | 0.692 | 639889872103 | RILINE OM ADAPTOR-16A 1DIN | 45MM, AWG12, 45X237 MM SUPPORT FRAME WITH PIN BLOCK | 1 | 58.2376 | Catalog Non-Stocked Product | NO | LN | _B | _21 | 01 | 10 | 14
9340770 | 9340770 | 97.3642 | 58.4185 | Industrial Advanced | 0.6 | 0.69 | 639889872110 | RILINE OM ADAPTOR-32A 1DIN | 45MM, AWG10, 45X237 MM SUPPORT FRAME WITH PIN BLOCK | 1 | 61.3394 | Catalog Non-Stocked Product | NO | LN | _B | _21 | 01 | 10 | 14
9340780 | 9340780 | 67.8226 | 40.6936 | Industrial Advanced | 0.6 | 0.661 | 639889872349 | OM ADAPTORS WITH CONNECT CABLES | OM ADAPTORS WITH CONNECTION CABLES 16 - 32 AMP 3 POLE FOR 60 MM BUSBA | 1 | 42.7282 | Catalog Non-Stocked Product | NO | LN | _B | _21 | 01 | 10 | 14
9340790 | 9340790 | 98.3489 | 59.0093 | Industrial Advanced | 0.6 | 0.668 | 639889928695 | OM adaptor 32A 690V AWG 10 45x208mm |  | 1 | 61.9598 | Catalog Non-Stocked Product | NO | LN | _B | _21 | 01 | 10 | 14
9340820 | 9340820 | 46.4049 | 27.843 | Industrial Advanced | 0.6 | 0.057 | 639889852051 | SV TWIN CONDUCTOR AWG 10 |  | 6 | 29.2351 | Catalog Non-Stocked Product | NO | LN | _B | _21 | 01 | 10 | 14
9340830 | 9340830 | 64.3761 | 38.6256 | Industrial Advanced | 0.6 | 0.09 | 639889896093 | SV TWIN CONDUCTOR AWG 8 | PK of 6 | 6 | 40.5569 | Catalog Non-Stocked Product | NO | LN | _B | _21 | 01 | 10 | 14
9340850 | 9340850 | 30.157 | 18.0942 | Industrial Advanced | 0.6 | 0.007 | 639889830172 | RILINE CABLE SET-14 AWG | 15 EA | 15 | 18.9989 | Catalog Non-Stocked Product | NO | LN | _B | _21 | 01 | 10 | 14
9340860 | 9340860 | 30.157 | 18.0942 | Industrial Advanced | 0.6 | 0.013 | 639889830189 | RILINE CABLE SET-12 AWG | 15 EA | 15 | 18.9989 | Catalog Non-Stocked Product | NO | LN | _B | _21 | 01 | 10 | 14
9340870 | 9340870 | 35.2037 | 21.1222 | Industrial Advanced | 0.6 | 0.02 | 639889830196 | RILINE CABLE SET-10 AWG | 15 EA | 15 | 22.1784 | Catalog Non-Stocked Product | NO | LN | _B | _21 | 01 | 10 | 14
9340880 | 9340880 | 16.371 | 9.8226 | Industrial Advanced | 0.6 | 0.033 | 639889830202 | RILINE CABLE SET-8 AWG | 6 EA | 6 | 10.3137 | Catalog Non-Stocked Product | NO | LN | _B | _21 | 01 | 10 | 14
9340910 | 9340910 | 117.3831 | 70.4299 | Industrial Advanced | 0.6 | 0.622 | 639889848757 | RILINE OM ADAPTER - 40A | 55MM, 2 DIN, SUPPORT FRAME - PREMIUM | 1 | 73.9514 | Catalog Non-Stocked Product | NO | LN | _B | _21 | 01 | 10 | 14
9340930 | 9340930 | 113.4666 | 68.08 | Industrial Advanced | 0.6 | 0.732 | 639889848764 | RILINE OM ADAPTER - 40A |  | 1 | 71.484 | Catalog Non-Stocked Product | NO | LN | _B | _21 | 01 | 10 | 14
9340950 | 9340950 | 947.793 | 568.6758 | Industrial Advanced | 0.6 | 0.763 | 639889852068 | SV D-SWITCH BUS MOUNTED FUSE BASE | 63A, 27MM,400V 3-POLE | 3 | 597.1096 | Catalog Non-Stocked Product | NO | LN | _B | _21 | 01 | 10 | 14
9341000 | 9341000 | 88.2555 | 52.9533 | Industrial Advanced | 0.6 | 0.201 | 639889830233 | RILINE PLS800 SUPPORT 3 POLE | 4 EA | 4 | 55.601 | Catalog Non-Stocked Product | NO | LN | _B | _21 | 01 | 10 | 14
9341050 | 9341050 | 88.2555 | 52.9533 | Industrial Advanced | 0.6 | 0.243 | 639889830240 | RILINE PLS800 SUPPORT 3-POLE | UL VERSION | 4 | 55.601 | Catalog Stocked Product | YES | LS | _B | _21 | 01 | 10 | 14
9341070 | 9341070 | 14.1554 | 8.4932 | Industrial Advanced | 0.6 | 0.09 | 639889830257 | RILINE PLS800 ENDCOVER | 2 EA | 2 | 8.9179 | Catalog Stocked Product | YES | L8 | _B | _21 | 01 | 10 | 14
9341100 | 9341100 | 97.2411 | 58.3447 | Industrial Advanced | 0.6 | 1.279 | 639889830264 | RILINE PLS800 BASE TRAY-500MM | 2 EA | 2 | 61.2619 | Catalog Stocked Product | YES | L8 | _B | _21 | 01 | 10 | 14
9341110 | 9341110 | 131.3706 | 78.8224 | Industrial Advanced | 0.6 | 1.836 | 639889830271 | RILINE PLS800 BASE TRAY-700MM | 2 EA | 2 | 82.7635 | Catalog Stocked Product | YES | LS | _B | _21 | 01 | 10 | 14
9341120 | 9341120 | 181.6137 | 108.9682 | Industrial Advanced | 0.6 | 2.513 | 639889830288 | RILINE PLS800 BASE TRAY-900MM | 2 EA | 2 | 114.4166 | Catalog Stocked Product | YES | LS | _B | _21 | 01 | 10 | 14
9341130 | 9341130 | 196.7202 | 118.0321 | Industrial Advanced | 0.6 | 2.69 | 639889830295 | RILINE PLS800 BASE TRAY-1100MM | 2 EA | 2 | 123.9337 | Catalog Stocked Product | YES | LS | _B | _21 | 01 | 10 | 14
9341140 | 9341140 | 38.4041 | 23.0424 | Industrial Advanced | 0.6 | 0.265 | 639889830301 | RILINE PLS800 BASE TRAY-INFILL | 2 EA | 2 | 24.1946 | Catalog Stocked Product | YES | LS | _B | _21 | 01 | 10 | 14
9341170 | 9341170 | 220.443 | 132.2658 | Industrial Advanced | 0.6 | 6.31 | 639889863194 | SV RILINE 60 BASE TRAY SECTION | L=2400 MM | 1 | 138.8791 | Catalog Stocked Product | YES | LS | _B | _21 | 01 | 10 | 14
9342000 | 9342000 | 134.9514 | 80.9708 | Industrial Advanced | 0.6 | 0.324 | 639889830592 | RILINE PLS1600 SUPPORT-3-POLE | 4 EA | 4 | 85.0194 | Catalog Non-Stocked Product | NO | LN | _B | _21 | 01 | 10 | 14
9342004 | 9342004 | 429.1365 | 257.4819 | Industrial Advanced | 0.6 | 1.387 | 639889848535 | RILINE60 BUSBAR SUPPORT PL1600 PLUS |  | 4 | 270.356 | Catalog Non-Stocked Product | NO | LN | _B | _21 | 01 | 10 | 14
9342030 | 9342030 | 137.3013 | 82.3808 | Industrial Advanced | 0.6 | 0.17 | 639889860001 | RILINE PLS SUPPORT 1-POLE | FOR PLS 1600 | 4 | 86.4998 | Catalog Non-Stocked Product | NO | LN | _B | _21 | 01 | 10 | 14
9342050 | 9342050 | 134.9514 | 80.9708 | Industrial Advanced | 0.6 | 0.326 | 639889830608 | RILINE PLS1600 SUPPORT-3-POLE | UL VERSION | 4 | 85.0194 | Catalog Stocked Product | YES | LS | _B | _21 | 01 | 10 | 14
9342070 | 9342070 | 14.1554 | 8.4932 | Industrial Advanced | 0.6 | 0.099 | 639889830615 | RILINE PLS1600 ENDCOVER | 2 EA | 2 | 8.9179 | Catalog Stocked Product | YES | L8 | _B | _21 | 01 | 10 | 14
9342074 | 9342074 | 30.7725 | 18.4635 | Industrial Advanced | 0.6 | 0.234 | 639889860124 | RILINE60 END COVER |  | 2 | 19.3867 | Catalog Non-Stocked Product | NO | LN | _B | _21 | 01 | 10 | 14
9342100 | 9342100 | 101.0569 | 60.6341 | Industrial Advanced | 0.6 | 1.345 | 639889830622 | RILINE PLS1600 BASE TRAY-500MM | 2 EA | 2 | 63.6658 | Catalog Non-Stocked Product | NO | LN | _B | _21 | 01 | 10 | 14
9342110 | 9342110 | 143.1201 | 85.8721 | Industrial Advanced | 0.6 | 2.07 | 639889830639 | RILINE PLS1600 BASE TRAY-700MM | 2 EA | 2 | 90.1657 | Catalog Stocked Product | YES | L8 | _B | _21 | 01 | 10 | 14
9342120 | 9342120 | 178.1448 | 106.8869 | Industrial Advanced | 0.6 | 2.601 | 639889830646 | RILINE PLS1600 BASE TRAY-900MM | 2 EA | 2 | 112.2312 | Catalog Non-Stocked Product | NO | LN | _B | _21 | 01 | 10 | 14
9342130 | 9342130 | 212.0505 | 127.2303 | Industrial Advanced | 0.6 | 3.153 | 639889830653 | RILINE PLS1600 BASETRAY-1100MM | 2 EA | 2 | 133.5918 | Catalog Stocked Product | YES | LS | _B | _21 | 01 | 10 | 14
9342134 | 9342134 | 278.2953 | 166.9772 | Industrial Advanced | 0.6 | 4.233 | 639889863200 | RILINE60 BASE TRAY(PLS1600) 4-POLE |  | 2 | 175.326 | Catalog Non-Stocked Product | NO | LN | _B | _21 | 01 | 10 | 14
9342140 | 9342140 | 39.635 | 23.781 | Industrial Advanced | 0.6 | 0.311 | 639889830660 | RILINE PLS1600 BASETRAY-INFILL | 2 EA | 2 | 24.97 | Catalog Stocked Product | YES | LS | _B | _21 | 01 | 10 | 14
9342170 | 9342170 | 237.3399 | 142.4039 | Industrial Advanced | 0.6 | 7.006 | 639889857506 | RILINE60 PLS1600 BASE TRAY | 2400L MM | 1 | 149.5241 | Catalog Stocked Product | YES | LS | _B | _21 | 01 | 10 | 14
9342200 | 9342200 | 67.8226 | 40.6936 | Industrial Advanced | 0.6 | 0.454 | 639889830691 | RILINR CONNECTION ADAPTER-63A | TOP OUTLET, MAX.16 MM2 | 1 | 42.7282 | Catalog Stocked Product | YES | L8 | _B | _21 | 01 | 10 | 14
9342210 | 9342210 | 67.8226 | 40.6936 | Industrial Advanced | 0.6 | 0.454 | 639889830707 | RILINE CONNECTION ADAPTER-63A | OUTLET BOTTOM | 1 | 42.7282 | Catalog Stocked Product | YES | L8 | _B | _21 | 01 | 10 | 14
9342220 | 9342220 | 87.3939 | 52.4363 | Industrial Advanced | 0.6 | 0.926 | 639889830714 | RILINE CONNCETION ADAPTER-125A | OUTLET TOP/BOTTOM | 1 | 55.0582 | Catalog Stocked Product | YES | L8 | _B | _21 | 01 | 10 | 14
9342224 | 9342224 | 191.6847 | 115.0108 | Industrial Advanced | 0.6 | 1.393 | 639889848610 | CONNECTION ADAPTOR 125A 690V |  | 1 | 120.7614 | Catalog Non-Stocked Product | NO | LN | _B | _21 | 01 | 10 | 14
9342240 | 9342240 | 74.3464 | 44.6078 | Industrial Advanced | 0.6 | 0.829 | 639889830738 | RILINE CONNECTION ADAPTER-125A | OUTLET BOTTOM | 1 | 46.8382 | Catalog Stocked Product | YES | L8 | _B | _21 | 01 | 10 | 14
9342250 | 9342250 | 148.4913 | 89.0948 | Industrial Advanced | 0.6 | 1.803 | 639889830745 | RILINE CONNECTION ADAPTER-250A | OUTLET TOP/BOTTOM | 1 | 93.5495 | Catalog Stocked Product | YES | L8 | _B | _21 | 01 | 10 | 14
9342254 | 9342254 | 264.5316 | 158.719 | Industrial Advanced | 0.6 | 2.601 | 639889848627 | CONNECTION ADAPTORS 4-POLE |  | 1 | 166.6549 | Catalog Non-Stocked Product | NO | LN | _B | _21 | 01 | 10 | 14
9342270 | 9342270 | 122.9781 | 73.7869 | Industrial Advanced | 0.6 | 1.574 | 639889830769 | RILINE CONNECTION ADAPTER-250A | OUTLET BOTTOM | 1 | 77.4762 | Catalog Stocked Product | YES | L8 | _B | _21 | 01 | 10 | 14
9342280 | 9342280 | 315.3342 | 189.2005 | Industrial Advanced | 0.6 | 4.563 | 639889830776 | RILINE CONNECTION ADAPTER-800A | OUTLET TOP/BOTTOM | 1 | 198.6605 | Catalog Stocked Product | YES | L8 | _B | _21 | 01 | 10 | 14
9342300 | 9342300 | 215.4075 | 129.2445 | Industrial Advanced | 0.6 | 3.483 | 639889830790 | RILINE CONNECTION ADAPTER-800A | OUTLET BOTTOM | 1 | 135.7067 | Catalog Stocked Product | YES | L8 | _B | _21 | 01 | 10 | 14
9342310 | 9342310 | 278.2953 | 166.9772 | Industrial Advanced | 0.6 | 3.858 | 639889836136 | RILINE CONNECT ADAPTER - 800A | OUTLET TOP/BOTTOM - FLAT CONDUCTOR | 1 | 175.326 | Catalog Stocked Product | YES | L8 | _B | _21 | 01 | 10 | 14
9342311 | 9342311 | 366.4725 | 219.8835 | Industrial Advanced | 0.6 | 1.052 | 639889856998 | RiLINE60 TERMINAL BLOCK | FOR 4/0 AWG TO 600 MCM CABLE AND UP TO | 3 | 230.8777 | Catalog Non-Stocked Product | NO | LN | _B | _21 | 01 | 10 | 14
9342314 | 9342314 | 223.9119 | 134.3471 | Industrial Advanced | 0.6 | 1.94 | 639889848672 | CONNECTION ADAPTOR 800A 690V | 4-POLE EXPANSION SET, CABLE OUTLET TOP/BOTTOM | 1 | 141.0645 | Catalog Stocked Product | YES | L8 | _B | _21 | 01 | 10 | 14
9342320 | 9342320 | 486.5412 | 291.9247 | Industrial Advanced | 0.6 | 5.996 | 639889836143 | RILINE CONNECT ADAPTER -1600A | OUTLET TOP/BOTTOM - FLAT CONDUCTOR | 1 | 306.521 | Catalog Stocked Product | YES | L8 | _B | _21 | 01 | 10 | 14
9342321 | 9342321 | 647.6772 | 388.6063 | Industrial Advanced | 0.6 | 1.614 | 639889857001 | RiLINE60 TERMINAL BLOCK | FOR UP TO 65X22 MM FLEXIBLE BUSBAR | 3 | 408.0366 | Catalog Non-Stocked Product | NO | LN | _B | _21 | 01 | 10 | 14
9342324 | 9342324 | 378.1101 | 226.8661 | Industrial Advanced | 0.6 | 2.802 | 639889848689 | CONNECTION ADAPTOR 1600A 690V |  | 1 | 238.2094 | Catalog Non-Stocked Product | NO | LN | _B | _21 | 01 | 10 | 14
9342400 | 9342400 | 129.1326 | 77.4796 | Industrial Advanced | 0.6 | 1.27 | 639889830806 | RILINE CB ADAPTER - 100A | CABLE OUTLET TOP | 1 | 81.3535 | Catalog Stocked Product | YES | L8 | _B | _21 | 01 | 10 | 14
9342410 | 9342410 | 129.1326 | 77.4796 | Industrial Advanced | 0.6 | 1.27 | 639889830813 | RILINE CB ADAPTER-100A | CABLE OUTLET-BOTTOM | 1 | 81.3535 | Catalog Stocked Product | YES | L8 | _B | _21 | 01 | 10 | 14
9342500 | 9342500 | 160.6884 | 96.413 | Industrial Advanced | 0.6 | 1.772 | 639889830820 | RILINE CB ADAPTER-160A | CABLE OUTLET-TOP | 1 | 101.2337 | Catalog Non-Stocked Product | NO | LN | _B | _21 | 01 | 10 | 14
9342504 | 9342504 | 299.7801 | 179.8681 | Industrial Advanced | 0.6 | 3.142 | 639889848696 | RILINE60 CB ADAPTOR 160A |  | 1 | 188.8615 | Catalog Non-Stocked Product | NO | LN | _B | _21 | 01 | 10 | 14
9342510 | 9342510 | 160.6884 | 96.413 | Industrial Advanced | 0.6 | 1.808 | 639889830837 | RILINE CB ADAPTER-160A | CABLE OUTLET-BOTTOM | 1 | 101.2337 | Catalog Stocked Product | YES | L8 | _B | _21 | 01 | 10 | 14
9342514 | 9342514 | 299.7801 | 179.8681 | Industrial Advanced | 0.6 | 3.175 | 639889848719 | RILINE60 CB ADAPTOR 160A |  | 1 | 188.8615 | Catalog Non-Stocked Product | NO | LN | _B | _21 | 01 | 10 | 14
9342540 | 9342540 | 169.6404 | 101.7842 | Industrial Advanced | 0.6 | 1.869 | 639889830844 | RILINE CB ADAPTER-160A | UL VERSION, CABLE OUTLET-TOP | 1 | 106.8735 | Catalog Stocked Product | YES | L8 | _B | _21 | 01 | 10 | 14
9342550 | 9342550 | 169.6404 | 101.7842 | Industrial Advanced | 0.6 | 1.867 | 639889830851 | RILINE CB ADAPTER-125A | UL VERSION, CABLE OUTLET-BOTTOM | 1 | 106.8735 | Catalog Stocked Product | YES | L8 | _B | _21 | 01 | 10 | 14
9342560 | 9342560 | 35.2037 | 21.1222 | Industrial Advanced | 0.6 | 0.007 | 639889848771 | SLIDING BLOCKS | FOR CIRCUIT BREAKER COMPONENT ADAPTOR | 6 | 22.1784 | Catalog Stocked Product | YES | L8 | _B | _21 | 01 | 10 | 14
9342570 | 9342570 | 50.2207 | 30.1324 | Industrial Advanced | 0.6 | 0.077 | 639889848795 | CONNECTOR BRACKET | FOR CIRCUIT BREAKER COMPONENT ADAPTOR | 3 | 31.6391 | Catalog Stocked Product | YES | LS | _B | _21 | 02 | 10 | 14
9342610 | 9342610 | 227.2689 | 136.3613 | Industrial Advanced | 0.6 | 2.89 | 639889830875 | RILINE CB ADAPTER-250A | CABLE OUTLET-BOTTOM | 1 | 143.1794 | Catalog Stocked Product | YES | L8 | _B | _21 | 01 | 10 | 14
9342640 | 9342640 | 57.7292 | 34.6375 | Industrial Advanced | 0.6 | 0.009 | 639889848788 | SLIDING BLOCKS M4-M5 | FOR RILINE60 CB ADAPTORS 9342600/610 | 6 | 36.3694 | Catalog Stocked Product | YES | L8 | _B | _21 | 01 | 10 | 14
9342720 | 9342720 | 60.3141 | 36.1885 | Industrial Advanced | 0.6 | 0.309 | 639889830905 | RILINE CB INSERT STRIP-25MM | 4 EA | 4 | 37.9979 | Catalog Stocked Product | YES | L8 | _B | _21 | 01 | 10 | 14
9342800 | 9342800 | 17.6019 | 10.5611 | Industrial Advanced | 0.6 | 0.02 | 639889830912 | RILINE PIN BLOCK-45MM | 5 EA | 5 | 11.0892 | Catalog Stocked Product | YES | LS | _B | _21 | 01 | 10 | 14
9342810 | 9342810 | 20.0637 | 12.0382 | Industrial Advanced | 0.6 | 0.015 | 639889830929 | RILINE PIN BLOCK-55MM | 5 EA | 5 | 12.6401 | Catalog Non-Stocked Product | NO | LN | _B | _21 | 01 | 10 | 14
9342820 | 9342820 | 16.371 | 9.8226 | Industrial Advanced | 0.6 | 0.015 | 639889830936 | RILINE PIN BLOCK PLUS-55MM | 5 EA | 5 | 10.3137 | Catalog Stocked Product | YES | LS | _B | _21 | 01 | 10 | 14
9342850 | 9342850 | 16.371 | 9.8226 | Industrial Advanced | 0.6 | 0.02 | 639889830967 | RILINE DIN RAILS 35X10MM-45MM | FOR ADAPTER SECTION W/END STOP | 5 | 10.3137 | Catalog Non-Stocked Product | NO | LN | _B | _21 | 01 | 10 | 14
9342860 | 9342860 | 18.8328 | 11.2997 | Industrial Advanced | 0.6 | 0.02 | 639889830974 | RILINE DIN RAILS 35X10MM-45MM | FOR ADAPTER SECTION | 5 | 11.8646 | Catalog Stocked Product | YES | L8 | _B | _21 | 01 | 10 | 14
9342870 | 9342870 | 32.6188 | 19.5713 | Industrial Advanced | 0.6 | 0.026 | 639889830981 | RILINE DIN RAILS 35X10MM-45MM | FOR SUPPORT FRAME W/LATCH | 5 | 20.5499 | Catalog Stocked Product | YES | L8 | _B | _21 | 01 | 10 | 14
9342880 | 9342880 | 77.916 | 46.7496 | Industrial Advanced | 0.6 | 0.123 | 639889830998 | RILINE DIN RAILS 35X15MM-45MM | 5 EA | 5 | 49.0871 | Catalog Stocked Product | YES | LS | _B | _21 | 01 | 10 | 14
9342920 | 9342920 | 16.371 | 9.8226 | Industrial Advanced | 0.6 | 0.022 | 639889831025 | RILINE DIN RAILS 35X10MM-55MM | FOR ADAPTER SECTION W/END STOP | 5 | 10.3137 | Catalog Non-Stocked Product | NO | LN | _B | _21 | 01 | 10 | 14
9342930 | 9342930 | 16.371 | 9.8226 | Industrial Advanced | 0.6 | 0.022 | 639889831032 | RILINE DIN RAILS 35X10MM-55MM | FOR ADAPTER SECTION | 5 | 10.3137 | Catalog Stocked Product | YES | L8 | _B | _21 | 01 | 10 | 14
9342940 | 9342940 | 33.9728 | 20.3837 | Industrial Advanced | 0.6 | 0.031 | 639889831049 | RILINE DIN RAILS 35X10MM-55MM | FOR SUPPORT FRAME W/LATCH 5 EA | 5 | 21.4029 | Catalog Non-Stocked Product | NO | LN | _B | _21 | 01 | 10 | 14
9342950 | 9342950 | 84.1936 | 50.5161 | Industrial Advanced | 0.6 | 0.134 | 639889831056 | RILINE DIN RAILS 35X15MM-55MM | 5 EA | 5 | 53.0419 | Catalog Stocked Product | YES | LS | _B | _21 | 01 | 10 | 14
9342980 | 9342980 | 31.388 | 18.8328 | Industrial Advanced | 0.6 | 0.09 | 639889847453 | SUPPORT RAILS 35 X 7 5MM |  | 5 | 19.7744 | Catalog Non-Stocked Product | NO | LN | _B | _21 | 01 | 10 | 14
9343000 | 9343000 | 227.2689 | 136.3613 | Industrial Advanced | 0.6 | 2.028 | 639889840768 | NH FUSED ISOLATOR - 160A | BUS-MOUNT, CLAMP TERMINAL - 00 | 1 | 143.1794 | Catalog Non-Stocked Product | NO | LN | _B | _21 | 01 | 10 | 14
9343010 | 9343010 | 223.9119 | 134.3471 | Industrial Advanced | 0.6 | 2.072 | 639889840751 | NH FUSED ISOLATOR - 160A | BUS-MOUNT, SCREW TERMINAL - 00 | 1 | 141.0645 | Catalog Stocked Product | YES | LS | _B | _21 | 01 | 10 | 14
9343020 | 9343020 | 768.0816 | 460.849 | Industrial Advanced | 0.6 | 2.249 | 639889840805 | NH FUSED ISOLATOR - 160A | BUS-MOUNT, BOX TERM, ELEC.FUSE MOITOR - 00 | 1 | 483.8914 | Catalog Non-Stocked Product | NO | LN | _B | _21 | 01 | 10 | 14
9343030 | 9343030 | 747.6039 | 448.5623 | Industrial Advanced | 0.6 | 2.269 | 639889840799 | NH FUSED ISOLATOR - 160A | PANEL-MOUNT, SCREW TERM, ELEC MONITOR - 00 | 1 | 470.9905 | Catalog Non-Stocked Product | NO | LN | _B | _21 | 01 | 10 | 14
9343040 | 9343040 | 899.2284 | 539.537 | Industrial Advanced | 0.6 | 2.89 | 639889840782 | NH FUSED ISOLATOR - 160A |  | 1 | 566.5139 | Catalog Non-Stocked Product | NO | LN | _B | _21 | 01 | 10 | 14
9343050 | 9343050 | 886.248 | 531.7488 | Industrial Advanced | 0.6 | 2.89 | 639889840775 | NH FUSED ISOLATOR - 160A |  | 1 | 558.3362 | Catalog Non-Stocked Product | NO | LN | _B | _21 | 01 | 10 | 14
9343100 | 9343100 | 730.8189 | 438.4913 | Industrial Advanced | 0.6 | 5.243 | 639889841222 | NH FUSED ISOLATOR - 250A | BUS-MOUNT, BOX TERMINAL - 1 | 1 | 460.4159 | Catalog Stocked Product | YES | L8 | _B | _21 | 01 | 10 | 14
9343110 | 9343110 | 705.3057 | 423.1834 | Industrial Advanced | 0.6 | 5.115 | 639889840812 | NH FUSED ISOLATOR - 250A | 60 MM SCREW M10 | 1 | 444.3426 | Catalog Stocked Product | YES | LS | _B | _21 | 01 | 10 | 14
9343120 | 9343120 | 1302.2922 | 781.3753 | Industrial Advanced | 0.6 | 5.688 | 639889841239 | NH FUSED ISOLATOR - 250A | BUS-MOUNT, BOX TERMINAL, ELEC. MONITOR - 1 | 1 | 820.4441 | Catalog Non-Stocked Product | NO | LN | _B | _21 | 01 | 10 | 14
9343130 | 9343130 | 1283.6049 | 770.1629 | Industrial Advanced | 0.6 | 5.522 | 639889840836 | NH FUSED ISOLATOR - 250A | BUS-MOUNT, SCREW TERM, ELEC. MONITOR - 1 | 1 | 808.6711 | Catalog Non-Stocked Product | NO | LN | _B | _21 | 01 | 10 | 14
9343150 | 9343150 | 1397.2953 | 838.3772 | Industrial Advanced | 0.6 | 6.182 | 639889840829 | NH FUSED ISOLATOR - 250A | BUS-MOUNT, SCREW TERM,.ELEC.MECHANICAL FUSE MONITOR - 1 | 1 | 880.296 | Catalog Non-Stocked Product | NO | LN | _B | _21 | 01 | 10 | 14
9343200 | 9343200 | 983.3772 | 590.0263 | Industrial Advanced | 0.6 | 7.981 | 639889841253 | NH FUSED ISOLATOR - 400A | BUS-MOUNT, BOX TERMINAL - 2 | 1 | 619.5276 | Catalog Stocked Product | YES | L8 | _B | _21 | 01 | 10 | 14
9343210 | 9343210 | 951.2619 | 570.7571 | Industrial Advanced | 0.6 | 7.407 | 639889840843 | NH FUSED ISOLATOR - 400A | BUS-MOUNT, SCREW TERMINAL - 2 | 1 | 599.295 | Catalog Stocked Product | YES | LS | _B | _21 | 01 | 10 | 14
9343230 | 9343230 | 1543.5486 | 926.1292 | Industrial Advanced | 0.6 | 7.76 | 639889840867 | NH FUSED ISOLATOR - 400A | BUS-MOUNT, SCREW TERMINAL, ELEC. MONITOR - 2 | 1 | 972.4356 | Catalog Non-Stocked Product | NO | LN | _B | _21 | 01 | 10 | 14
9343250 | 9343250 | 1684.3188 | 1010.5913 | Industrial Advanced | 0.6 | 8.179 | 639889840850 | NH FUSED ISOLATOR - 400A | BUS-MOUNT, SCREW TERM, ELEC.MECH FUSE MONITOR - 2 | 1 | 1061.1208 | Catalog Non-Stocked Product | NO | LN | _B | _21 | 01 | 10 | 14
9343300 | 9343300 | 1100.5365 | 660.3219 | Industrial Advanced | 0.6 | 9.921 | 639889841284 | NH FUSED ISOLATOR - 630A | BUS-MOUNT, BOX TERMINAL - 3 | 1 | 693.338 | Catalog Stocked Product | YES | L8 | _B | _21 | 01 | 10 | 14
9343310 | 9343310 | 1129.1829 | 677.5097 | Industrial Advanced | 0.6 | 9.303 | 639889840874 | NH FUSED ISOLATOR - 630A | 60MM SCREW M10 | 1 | 711.3852 | Catalog Non-Stocked Product | NO | LN | _B | _21 | 01 | 10 | 14
9343330 | 9343330 | 1676.262 | 1005.7572 | Industrial Advanced | 0.6 | 9.656 | 639889840898 | NH FUSED ISOLATOR - 630A | BUS-MOUNT, SCREW TERM, ELEC. MONITOR - 3 | 1 | 1056.0451 | Catalog Non-Stocked Product | NO | LN | _B | _21 | 01 | 10 | 14
9343350 | 9343350 | 1756.0467 | 1053.628 | Industrial Advanced | 0.6 | 10.373 | 639889840881 | NH FUSED ISOLATOR - 630A |  | 1 | 1106.3094 | Catalog Non-Stocked Product | NO | LN | _B | _21 | 01 | 10 | 14
9344000 | 9344000 | 162.8145 | 97.6887 | Industrial Advanced | 0.6 | 1.631 | 639889840928 | NH FUSED ISOLATOR - 160A | PANEL-MOUNT, CLAMP TEMINAL - 0 | 1 | 102.5731 | Catalog Non-Stocked Product | NO | LN | _B | _21 | 01 | 10 | 14
9344010 | 9344010 | 155.541 | 93.3246 | Industrial Advanced | 0.6 | 1.675 | 639889840904 | NH FUSED ISOLATOR - 160A | PANEL-MOUNT, SCREW TEMINAL - 0 | 1 | 97.9908 | Catalog Stocked Product | YES | L8 | _B | _21 | 01 | 10 | 14
9344020 | 9344020 | 691.8777 | 415.1266 | Industrial Advanced | 0.6 | 1.845 | 639889840935 | NH FUSED ISOLATOR - 160A |  | 1 | 435.883 | Catalog Non-Stocked Product | NO | LN | _B | _21 | 01 | 10 | 14
9344030 | 9344030 | 671.5119 | 402.9071 | Industrial Advanced | 0.6 | 1.841 | 639889840911 | NH FUSED ISOLATOR - 160A | PANEL-MOUNT, SCREW TERM, ELEC MONITOR - 00 | 1 | 423.0525 | Catalog Non-Stocked Product | NO | LN | _B | _21 | 01 | 10 | 14
9344050 | 9344050 | 761.7033 | 457.022 | Industrial Advanced | 0.6 | 2.584 | 639889841321 | NH FUSED ISOLATOR - 160A |  | 1 | 479.8731 | Catalog Non-Stocked Product | NO | LN | _B | _21 | 01 | 10 | 14
9344100 | 9344100 | 656.2935 | 393.7761 | Industrial Advanced | 0.6 | 5.026 | 639889841338 | SV NH-TRENNER GR.1 250A 690V |  | 1 | 413.4649 | Catalog Non-Stocked Product | NO | LN | _B | _21 | 01 | 10 | 14
9344110 | 9344110 | 605.379 | 363.2274 | Industrial Advanced | 0.6 | 4.718 | 639889840942 | NH FUSED ISOLATOR - 250A | PANEL-MOUNT, SCREW TEMINAL - 1 | 1 | 381.3888 | Catalog Stocked Product | YES | LS | _B | _21 | 01 | 10 | 14
9344210 | 9344210 | 751.1847 | 450.7108 | Industrial Advanced | 0.6 | 6.79 | 639889840966 | NH FUSED ISOLATOR - 400A | PANEL MOUNT,SCREW TERMINAL-2 | 1 | 473.2464 | Catalog Non-Stocked Product | NO | LN | _B | _21 | 01 | 10 | 14
9344230 | 9344230 | 1351.3044 | 810.7826 | Industrial Advanced | 0.6 | 7.011 | 639889840980 | NH FUSED ISOLATOR - 400A |  | 1 | 851.3218 | Catalog Non-Stocked Product | NO | LN | _B | _21 | 01 | 10 | 14
9344310 | 9344310 | 849.4329 | 509.6597 | Industrial Advanced | 0.6 | 8.377 | 639889840997 | NH FUSED ISOLATOR - 630A | PANEL-MOUNT, SCREW TEMINAL - 3 | 1 | 535.1427 | Catalog Non-Stocked Product | NO | LN | _B | _21 | 01 | 10 | 14
9344510 | 9344510 | 39.0195 | 23.4117 | Industrial Advanced | 0.6 | 0.009 | 639889841420 | NH MICROSWITCH FOR SIZE1-3 | INCLUDES INSERT HOUSING | 2 | 24.5823 | Catalog Stocked Product | YES | L8 | _B | _21 | 01 | 10 | 14
9344520 | 9344520 | 22.6486 | 13.5891 | Industrial Advanced | 0.6 | 0.071 | 639889841437 | CONNECTION SPACE COVER NH 00 | PK=2ST | 2 | 14.2686 | Catalog Non-Stocked Product | NO | LN | _B | _21 | 01 | 10 | 14
9344530 | 9344530 | 26.4643 | 15.8786 | Industrial Advanced | 0.6 | 0.163 | 639889841444 | CONNECTION SPACE COVER NH 1 | PK=2ST | 2 | 16.6725 | Catalog Non-Stocked Product | NO | LN | _B | _21 | 01 | 10 | 14
9344540 | 9344540 | 23.8795 | 14.3277 | Industrial Advanced | 0.6 | 0.218 | 639889841451 | NH CONNECTION COVER SIZE 02 | TOP/BOTTOM | 2 | 15.0441 | Catalog Non-Stocked Product | NO | LN | _B | _21 | 01 | 10 | 14
9344550 | 9344550 | 31.388 | 18.8328 | Industrial Advanced | 0.6 | 0.251 | 639889841468 | CONNECTION SPACE COVER NH 3 | PK=2ST | 2 | 19.7744 | Catalog Non-Stocked Product | NO | LN | _B | _21 | 01 | 10 | 14
9344610 | 9344610 | 92.9329 | 55.7598 | Industrial Advanced | 0.6 | 0.128 | 639889841055 | NH FUSED ISOLATOR TERMINAL |  | 3 | 58.5478 | Catalog Non-Stocked Product | NO | LN | _B | _21 | 01 | 10 | 14
9344620 | 9344620 | 99.2105 | 59.5263 | Industrial Advanced | 0.6 | 0.298 | 639889841062 | NH FUSED ISOLATOR TERMINAL | NH FUSED ISOLATOR TERMINAL | 3 | 62.5026 | Catalog Stocked Product | YES | LS | _B | _21 | 01 | 10 | 14
9344680 | 9344680 | 49.236 | 29.5416 | Industrial Advanced | 0.6 | 0.132 | 639889841482 | SV ARC CHAMBERS |  | 3 | 31.0187 | Catalog Non-Stocked Product | NO | LN | _B | _21 | 01 | 10 | 14
9345005 | 9345005 | 350.9184 | 210.551 | Industrial Advanced | 0.6 | 0.328 | 639889874091 | SV CC FUSEHOLDER 30A | 3 POLE, CLASS CC | 4 | 221.0786 | Catalog Stocked Product | YES | LS | _B | _21 | 01 | 10 | 14
9345015 | 9345015 | 403.5114 | 242.1068 | Industrial Advanced | 0.6 | 1.065 | 639889874107 | SV J FUSEHOLDER 30A | 3 POLE, CLASS J | 2 | 254.2122 | Catalog Non-Stocked Product | NO | LN | _B | _21 | 01 | 10 | 14
9345035 | 9345035 | 461.3637 | 276.8182 | Industrial Advanced | 0.6 | 1.411 | 639889847118 | SV J FUSEHOLDER 60A | 3 POLE, CLASS J | 2 | 290.6591 | Catalog Stocked Product | YES | LS | _B | _21 | 01 | 10 | 14
9345040 | 9345040 | 501.9834 | 301.19 | Industrial Advanced | 0.6 | 0.463 | 639889874084 | SV CC FUSEHOLDER 30A SLIM | 3 POLE, CLASS CC PACK OF 4 | 4 | 316.2495 | Catalog Stocked Product | YES | LS | _B | _21 | 01 | 10 | 14
9345100 | 9345100 | 739.3233 | 443.594 | Industrial Advanced | 0.6 | 5.765 | 639889853522 | CLASS J FUSEHOLDER 100A 600V | BUS MOUNTING | 1 | 465.7737 | Catalog Stocked Product | YES | LS | _B | _21 | 01 | 10 | 14
9345200 | 9345200 | 1100.5365 | 660.3219 | Industrial Advanced | 0.6 | 8.686 | 639889853546 | CLASS J FUSEHOLDER 200A 600V | BUS MOUNTING | 1 | 693.338 | Catalog Stocked Product | YES | LS | _B | _21 | 01 | 10 | 14
9345400 | 9345400 | 1651.8678 | 991.1207 | Industrial Advanced | 0.6 | 11.728 | 639889853560 | CLASS J FUSEHOLDER 400A 600V | BUS MOUNTING | 1 | 1040.6767 | Catalog Stocked Product | YES | LS | _B | _21 | 01 | 10 | 14
9345600 | 9345600 | 425.6676 | 255.4006 | Industrial Advanced | 0.6 | 3.327 | 639889883949 | RILINE CB ADAPTER-250A | CABLE OUTLET-TOP | 1 | 268.1706 | Catalog Stocked Product | YES | L8 | _B | _21 | 01 | 10 | 14
9345604 | 9345604 | 639.1728 | 383.5037 | Industrial Advanced | 0.6 | 5.547 | 639889872035 | RILINE CB ADAPTOR-250A | CABLE OUTLET-TOP | 1 | 402.6789 | Catalog Non-Stocked Product | NO | LN | _B | _21 | 01 | 10 | 14
9345610 | 9345610 | 425.6676 | 255.4006 | Industrial Advanced | 0.6 | 3.34 | 639889871984 | RILINE CB ADAPTOR-250A | CABLE OUTLET-BOTTOM | 1 | 268.1706 | Catalog Stocked Product | YES | L8 | _B | _21 | 01 | 10 | 14
9345614 | 9345614 | 639.1728 | 383.5037 | Industrial Advanced | 0.6 | 5.569 | 639889872042 | 007INE CB ADAPTOR-250A | CABLE OUTLET-BOTTOM | 1 | 402.6789 | Catalog Non-Stocked Product | NO | LN | _B | _21 | 01 | 10 | 14
9345700 | 9345700 | 749.5062 | 449.7037 | Industrial Advanced | 0.6 | 8.395 | 639889872011 | RILINE CB ADAPTOR-600A | CABLE OUTLET-TOP | 1 | 472.1889 | Catalog Stocked Product | YES | L8 | _B | _21 | 01 | 10 | 14
9345710 | 9345710 | 749.5062 | 449.7037 | Industrial Advanced | 0.6 | 8.377 | 639889872028 | RILINE CB ADAPTOR-600A | CABLE OUTLET-BOTTOM | 1 | 472.1889 | Catalog Stocked Product | YES | L8 | _B | _21 | 01 | 10 | 14
9345720 | 9345720 | 666.3645 | 399.8187 | Industrial Advanced | 0.6 | 6.57 | 639889871991 | RILINE CB ADAPTOR-400A | CABLE OUTLET-TOP | 1 | 419.8096 | Catalog Stocked Product | YES | L8 | _B | _21 | 01 | 10 | 14
9345730 | 9345730 | 666.3645 | 399.8187 | Industrial Advanced | 0.6 | 6.532 | 639889872004 | RILINE CB ADAPTOR-400A | CABLE OUTLET-BOTTOM | 1 | 419.8096 | Catalog Stocked Product | YES | L8 | _B | _21 | 01 | 10 | 14
9346000 | 9346000 | 278.2953 | 166.9772 | Industrial Advanced | 0.6 | 2.866 | 639889858817 | NH SLIMLINE FUSE BASE 60MM | SIZE 00, 160A, BOX TERMINAL CONNECTION | 1 | 175.326 | Catalog Non-Stocked Product | NO | LN | _B | _21 | 01 | 10 | 14
9346010 | 9346010 | 271.2456 | 162.7474 | Industrial Advanced | 0.6 | 2.853 | 639889857018 | NH SLIMLINE FUSE BASE 60MM | SIZE 00, 160A, M8 SCREW CONNECTION | 1 | 170.8847 | Catalog Non-Stocked Product | NO | LN | _B | _21 | 01 | 10 | 14
9346015 | 9346015 | 490.122 | 294.0732 | Industrial Advanced | 0.6 | 2.998 | 639889874121 | NH FUSE-SWITCH DISCONNECT | SIZE 00 | 1 | 308.7769 | Catalog Non-Stocked Product | NO | LN | _B | _21 | 01 | 10 | 14
9346020 | 9346020 | 254.4606 | 152.6764 | Industrial Advanced | 0.6 | 2.784 | 639889858824 | NH SLIMLINE FUSE BASE 100MM | SIZE 00, 160A, BOX TERMINAL CONNECTION | 1 | 160.3102 | Catalog Non-Stocked Product | NO | LN | _B | _22 | 11 | 10 | 14
9346030 | 9346030 | 247.6347 | 148.5808 | Industrial Advanced | 0.6 | 2.776 | 639889858831 | NH SLIMLINE FUSE BASE 100MM | SIZE 00, 160A, M8 SCREW CONNECTION | 1 | 156.0099 | Catalog Non-Stocked Product | NO | LN | _B | _22 | 11 | 10 | 14
9346400 | 9346400 | 89.9788 | 53.9873 | Industrial Advanced | 0.6 | 0.007 | 639889860391 | MICRO-SWITCH FOR SLIMLINE NH | SIZE 00 | 5 | 56.6866 | Catalog Non-Stocked Product | NO | LN | _B | _21 | 01 | 10 | 14
9346460 | 9346460 | 15.017 | 9.0102 | Industrial Advanced | 0.6 | 0.13 | 639889860537 | SV CONNECTION COVER FOR SLIMLINE NH | SIZE 00 | 1 | 9.4607 | Catalog Non-Stocked Product | NO | LN | _B | _21 | 01 | 10 | 14
9350010 | 9350010 | 86.0399 | 51.6239 | Industrial Advanced | 0.6 | 0.231 | 639889204522 | BUSBAR COVER SECT 1000MM LONG | RAIL F/BUSBARS E-CU12/15X5 MM | 4 | 54.2051 | Catalog Non-Stocked Product | NO | LN | _B | _21 | 01 | 10 | 14
9350060 | 9350060 | 106.9652 | 64.1791 | Industrial Advanced | 0.6 | 0.265 | 639889204577 | BUSBAR COVER SECT 1000MM LONG | RAIL,F/BUSBARS E-CU 12/15X10MM | 4 | 67.3881 | Catalog Non-Stocked Product | NO | LN | _B | _21 | 01 | 10 | 14
9350075 | 9350075 | 160.2408 | 96.1445 | Industrial Advanced | 0.6 | 0.302 | 639889843417 | FLAT BUSBAR CONNECTOR SET | F/ 12X5 TO 15X10MM | 3 | 100.9517 | Catalog Non-Stocked Product | NO | LN | _B | _21 | 01 | 10 | 14
9401600 | 9401600 | 1070.0997 | 642.0598 | Industrial Advanced | 0.6 | 9.436 | 639889158351 | EX-AE-300X200X155 W-GALV MPL | S/STEEL (AE BASED) | 1 | 674.1628 | Catalog Non-Stocked Product | NO | LN | _A | _02 | 13 | 1E | 14
9402600 | 9402600 | 1245.6708 | 747.4025 | Industrial Advanced | 0.6 | 16.005 | 639889158405 | EX-AE-300X380X155 W-GALV MPL | S/STEEL (AE BASED) | 1 | 784.7726 | Catalog Stocked Product | YES | L8 | _A | _02 | 13 | 1E | 14
9403600 | 9403600 | 1452.7977 | 871.6786 | Industrial Advanced | 0.6 | 21.605 | 639889158450 | EX-AE-380X380X210 W-GALV MPL | S/STEEL (AE BASED) | 1 | 915.2626 | Catalog Stocked Product | YES | LS | _A | _02 | 13 | 1E | 14
9404600 | 9404600 | 1800.9186 | 1080.5512 | Industrial Advanced | 0.6 | 32.363 | 639889158504 | EX-AE-600X380X210 W-GALV MPL | S/STEEL (AE BASED) | 1 | 1134.5787 | Catalog Stocked Product | YES | L8 | _A | _02 | 13 | 1E | 14
9405600 | 9405600 | 2324.4987 | 1394.6992 | Industrial Advanced | 0.6 | 55.556 | 639889158559 | EX-AE-600X600X210 W-GALV MPL | S/STEEL (AE BASED) | 1 | 1464.4342 | Catalog Stocked Product | YES | L8 | _A | _02 | 13 | 1E | 14
9406600 | 9406600 | 2693.5449 | 1616.1269 | Industrial Advanced | 0.6 | 66.975 | 639889158603 | EX-AE-760X600X210 W-GALV MPL | S/STEEL (AE BASED) | 1 | 1696.9333 | Catalog Non-Stocked Product | NO | LN | _A | _02 | 13 | 1E | 14
9407600 | 9407600 | 3769.3515 | 2261.6109 | Industrial Advanced | 0.6 | 92.593 | 639889158658 | EX-AE-760X760X300 W-GALV MPL | S/STEEL (AE BASED) | 1 | 2374.6914 | Catalog Non-Stocked Product | NO | LN | _A | _02 | 13 | 1E | 14
9408600 | 9408600 | 4364.8833 | 2618.93 | Industrial Advanced | 0.6 | 120.15 | 639889158702 | EX-AE-1000X800X300 W-GALV MPL | S/STEEL (AE BASED) | 1 | 2749.8765 | Catalog Non-Stocked Product | NO | LN | _A | _02 | 13 | 1E | 14
9409600 | 9409600 | 1338.8835 | 803.3301 | Industrial Advanced | 0.6 | 17.901 | 639889158757 | EX-AE-380X300X210 W-GALV MPL | S/STEEL (AE BASED) | 1 | 843.4966 | Catalog Non-Stocked Product | NO | LN | _A | _02 | 13 | 1E | 14
9500000 | 9500000 | 299.7801 | 179.8681 | Industrial Advanced | 0.6 | 0.238 | 639889167353 | 65 X 65 X 57 PK | 65 X 65 X 57MM (PK 12) | 12 | 188.8615 | Catalog Non-Stocked Product | NO | LN | _A | _01 | 02 | 10 | 14
9502000 | 9502000 | 256.3629 | 153.8177 | Industrial Advanced | 0.6 | 0.304 | 639889167551 | 65 X 94 X 57 PK | 94 X 65 X 67MM (PK 8) | 8 | 161.5086 | Catalog Stocked Product | YES | LS | _A | _01 | 02 | 10 | 14
9504000 | 9504000 | 180.3828 | 108.2297 | Industrial Advanced | 0.6 | 0.395 | 639889167759 | 94 X 94 X 57 PK | 94 X 94 X 57MM (PK 6) | 6 | 113.6412 | Catalog Non-Stocked Product | NO | LN | _A | _01 | 02 | 10 | 14
9505000 | 9505000 | 251.3274 | 150.7964 | Industrial Advanced | 0.6 | 0.529 | 639889167858 | 94 X 94 X 81 PK | 94 X 94 X 81MM (PK 6) | 6 | 158.3363 | Catalog Stocked Product | YES | LS | _A | _01 | 02 | 10 | 14
9506000 | 9506000 | 270.798 | 162.4788 | Industrial Advanced | 0.6 | 0.536 | 639889167957 | 110 X 110 X 66 PK | 110 X 110 X 66MM (PK 6) | 6 | 170.6027 | Catalog Non-Stocked Product | NO | LN | _A | _01 | 02 | 10 | 14
9507000 | 9507000 | 317.4603 | 190.4762 | Industrial Advanced | 0.6 | 0.67 | 639889168053 | 110 X 110 X 90 PK | 110 X 110 X 90MM (PK 6) | 6 | 200 | Catalog Stocked Product | YES | LS | _A | _01 | 02 | 10 | 14
9508000 | 9508000 | 161.136 | 96.6816 | Industrial Advanced | 0.6 | 0.496 | 639889168152 | 94 X 130 X 57 PK | 130 X 94 X 57MM (PK 4) | 4 | 101.5157 | Catalog Stocked Product | YES | LS | _A | _01 | 02 | 10 | 14
9508050 | 9508050 | 164.3811 | 98.6287 | Industrial Advanced | 0.6 | 0.474 | 639889878037 | 94 X 130 X 57 PK PU(4 EA) | W_METRIC KNOCKOUTS | 4 | 103.5601 | Catalog Non-Stocked Product | NO | LN | _A | _01 | 02 | 10 | 14
9509000 | 9509000 | 191.9085 | 115.1451 | Industrial Advanced | 0.6 | 0.646 | 639889168251 | 94 X 130 X 81 PK | 130 X 94 X 81MM (PK 4) | 4 | 120.9024 | Catalog Stocked Product | YES | LS | _A | _01 | 02 | 10 | 14
9510000 | 9510000 | 211.1553 | 126.6932 | Industrial Advanced | 0.6 | 0.661 | 639889168350 | 130 X 130 X 75 PK | 130 X 130 X 75MM (PK 4) | 4 | 133.0278 | Catalog Stocked Product | YES | LS | _A | _01 | 02 | 10 | 14
9511000 | 9511000 | 240.0255 | 144.0153 | Industrial Advanced | 0.6 | 0.917 | 639889168459 | 130 X 130 X 99 PK | 130 X 130 X 99MM (PK 4) | 4 | 151.2161 | Catalog Stocked Product | YES | LS | _A | _01 | 02 | 10 | 14
9513000 | 9513000 | 115.7046 | 69.4228 | Industrial Advanced | 0.6 | 0.866 | 639889168657 | 94 X 180 X 81 PK | 180 X 94 X 81MM (PK 2) | 2 | 72.8939 | Catalog Non-Stocked Product | NO | LN | _A | _01 | 02 | 10 | 14
9514000 | 9514000 | 141.3297 | 84.7978 | Industrial Advanced | 0.6 | 0.948 | 639889168756 | 110 X 180 X 90 PK | 180 X 110 X 90MM (PK 2) | 2 | 89.0377 | Catalog Stocked Product | YES | LS | _A | _01 | 02 | 10 | 14
9514050 | 9514050 | 142.2249 | 85.3349 | Industrial Advanced | 0.6 | 0.952 | 639889878044 | 110 X 180 X 90 PK PU(2 EA) | W_METRIC KNOCKOUTS | 2 | 89.6017 | Catalog Non-Stocked Product | NO | LN | _A | _01 | 02 | 10 | 14
9514100 | 9514100 | 141.3297 | 84.7978 | Industrial Advanced | 0.6 | 0.944 | 639889168800 | 110 X 180 X 90 PK -CLEAR LID | PU=2 | 2 | 89.0377 | Catalog Stocked Product | YES | L8 | _A | _01 | 02 | 10 | 14
9515000 | 9515000 | 154.9815 | 92.9889 | Industrial Advanced | 0.6 | 1.146 | 639889168855 | 110 X 180 X 111 PK | 180 X 110 X 111MM (PK 2) | 2 | 97.6383 | Catalog Stocked Product | YES | L8 | _A | _01 | 02 | 10 | 14
9515100 | 9515100 | 154.9815 | 92.9889 | Industrial Advanced | 0.6 | 1.107 | 639889168909 | 110 X 180 X 111 PK -CLEAR LID | PU=2 | 2 | 97.6383 | Catalog Non-Stocked Product | NO | LN | _A | _01 | 02 | 10 | 14
9516000 | 9516000 | 237.0042 | 142.2025 | Industrial Advanced | 0.6 | 1.515 | 639889168954 | 110 X 180 X 165 PK | 180 X 110 X 165MM (PK 2) | 2 | 149.3126 | Catalog Non-Stocked Product | NO | LN | _A | _01 | 02 | 10 | 14
9516100 | 9516100 | 237.0042 | 142.2025 | Industrial Advanced | 0.6 | 1.411 | 639889169005 | 110 X 180 X 165 PK -CLEAR LID | PU=2 | 2 | 149.3126 | Catalog Non-Stocked Product | NO | LN | _A | _01 | 02 | 10 | 14
9517000 | 9517000 | 81.6982 | 49.0189 | Industrial Advanced | 0.6 | 1.411 | 639889169050 | 180 X 182 X 90 PK | 182 X 180 X 90MM (PK 1) | 1 | 51.4699 | Catalog Stocked Product | YES | LS | _A | _01 | 02 | 10 | 14
9517100 | 9517100 | 81.6982 | 49.0189 | Industrial Advanced | 0.6 | 1.4 | 639889169104 | 180 X 182 X 90 PK -CLEAR LID | 182 X 180 X 90MM (PK 1) | 1 | 51.4699 | Catalog Stocked Product | YES | LS | _A | _01 | 02 | 10 | 14
9518000 | 9518000 | 91.2433 | 54.746 | Industrial Advanced | 0.6 | 1.675 | 639889169159 | 180 X 182 X 111 PK | 182 X 180 X 111MM (PK 1) | 1 | 57.4833 | Catalog Stocked Product | YES | LS | _A | _01 | 02 | 10 | 14
9518100 | 9518100 | 91.2433 | 54.746 | Industrial Advanced | 0.6 | 1.587 | 639889169203 | 180 X 182 X 111 PK -CLEAR LID | 182 X 180 X 111MM (PK 1) | 1 | 57.4833 | Catalog Non-Stocked Product | NO | LN | _A | _01 | 02 | 10 | 14
9519000 | 9519000 | 135.8466 | 81.508 | Industrial Advanced | 0.6 | 2.075 | 639889169258 | 180 X 182 X 165 PK | 182 X 180 X 165MM (PK 1) | 1 | 85.5834 | Catalog Stocked Product | YES | LS | _A | _01 | 02 | 10 | 14
9519100 | 9519100 | 135.8466 | 81.508 | Industrial Advanced | 0.6 | 1.997 | 639889169302 | 180 X 182 X 165 PK -CLEAR LID | 182 X 180 X 165MM (PK 1) | 1 | 85.5834 | Catalog Non-Stocked Product | NO | LN | _A | _01 | 02 | 10 | 14
9520000 | 9520000 | 110.4565 | 66.2739 | Industrial Advanced | 0.6 | 1.792 | 639889169357 | 180 X 254 X 90 PK | 254 X 180 X 90MM (PK 1) | 1 | 69.5876 | Catalog Stocked Product | YES | LS | _A | _01 | 02 | 10 | 14
9520100 | 9520100 | 110.4565 | 66.2739 | Industrial Advanced | 0.6 | 1.766 | 639889169401 | 180 X 254 X 90 PK -CLEAR LID | 254 X 180 X 90MM (PK 1) | 1 | 69.5876 | Catalog Stocked Product | YES | LS | _A | _01 | 02 | 10 | 14
9521000 | 9521000 | 117.8307 | 70.6984 | Industrial Advanced | 0.6 | 2.072 | 639889169456 | 180 X 254 X 111 PK | 254 X 180 X 111MM (PK 1) | 1 | 74.2333 | Catalog Stocked Product | YES | LS | _A | _01 | 02 | 10 | 14
9521050 | 9521050 | 119.9568 | 71.9741 | Industrial Advanced | 0.6 | 2.006 | 639889878051 | 180 X 254 X 111 PK | W/METRIC KNOCKOUTS | 1 | 75.5728 | Catalog Non-Stocked Product | NO | LN | _A | _01 | 02 | 10 | 14
9521100 | 9521100 | 117.8307 | 70.6984 | Industrial Advanced | 0.6 | 1.984 | 639889169500 | 180 X 254 X 111 PK -CLEAR LID | 254 X 180 X 111MM (PK 1) | 1 | 74.2333 | Catalog Non-Stocked Product | NO | LN | _A | _01 | 02 | 10 | 14
9522000 | 9522000 | 172.4379 | 103.4627 | Industrial Advanced | 0.6 | 2.566 | 639889169555 | 180 X 254 X 165 PK | 254 X 180 X 165MM (PK 1) | 1 | 108.6359 | Catalog Stocked Product | YES | LS | _A | _01 | 02 | 10 | 14
9522100 | 9522100 | 172.4379 | 103.4627 | Industrial Advanced | 0.6 | 2.469 | 639889169609 | 180 X 254 X 165 PK -CLEAR LID | 254 X 180 X 165MM (PK 1 ) | 1 | 108.6359 | Catalog Stocked Product | YES | LS | _A | _01 | 02 | 10 | 14
9523000 | 9523000 | 237.0042 | 142.2025 | Industrial Advanced | 0.6 | 3.574 | 639889169654 | 254 X 360 X 111 PK | 360 X 254 X 111MM (PK 1) | 1 | 149.3126 | Catalog Stocked Product | YES | LS | _A | _01 | 02 | 10 | 14
9523100 | 9523100 | 237.0042 | 142.2025 | Industrial Advanced | 0.6 | 3.455 | 639889169708 | 254 X 360 X 111 PK -CLEAR LID | 360 X 254 X 111MM (PK 1) | 1 | 149.3126 | Catalog Non-Stocked Product | NO | LN | _A | _01 | 02 | 10 | 14
9524000 | 9524000 | 288.4782 | 173.0869 | Industrial Advanced | 0.6 | 4.453 | 639889169753 | 254 X 360 X 165 PK | 360 X 254 X 165MM (PK 1) | 1 | 181.7413 | Catalog Non-Stocked Product | NO | LN | _A | _01 | 02 | 10 | 14
9524100 | 9524100 | 288.4782 | 173.0869 | Industrial Advanced | 0.6 | 4.233 | 639889169807 | 254 X 360 X 165 PK -CLEAR LID | 260 X 254 X 165MM (PK 1) | 1 | 181.7413 | Catalog Stocked Product | YES | LS | _A | _01 | 02 | 10 | 14
9548000 | 9548000 | 200.7486 | 120.4492 | Industrial Advanced | 0.6 | 0.236 | 639889170254 | MPL FOR 9517-9518-9519 | /9519 (PK 10) | 10 | 126.4716 | Catalog Non-Stocked Product | NO | LN | _A | _10 | 85 | 10 | 14
9549000 | 9549000 | 212.4981 | 127.4989 | Industrial Advanced | 0.6 | 0.328 | 639889170308 | MPL FOR 9520-9521-9522 | /9522 | 8 | 133.8738 | Catalog Stocked Product | YES | LS | _A | _10 | 85 | 10 | 14
9550000 | 9550000 | 268.7838 | 161.2703 | Industrial Advanced | 0.6 | 0.688 | 639889170353 | MPL FOR 9523-9524 | (PK 4) | 4 | 169.3338 | Catalog Non-Stocked Product | NO | LN | _A | _10 | 85 | 10 | 14
9581000 | 9581000 | 219.1002 | 131.4601 | Industrial Advanced | 0.6 | 0.062 | 639889170902 | HINGE FOR 9511-9524 (10 SETS) | (PK 10) | 20 | 138.0331 | Catalog Stocked Product | YES | LS | _A | _10 | 83 | 10 | 14
9583000 | 9583000 | 138.8679 | 83.3207 | Industrial Advanced | 0.6 | 0.007 | 639889171008 | WALL BRACKET | (PK 40 ) | 40 | 87.4868 | Catalog Stocked Product | YES | LS | _A | _10 | 82 | 10 | 14
9600000 | 9600000 | 72.7462 | 43.6477 | Industrial Advanced | 0.6 | 0.121 | 639889245150 | MINI-PLS BUSBAR SUPPORT TO | 250A, 3-POLE | 4 | 45.8301 | Catalog Non-Stocked Product | NO | LN | _B | _21 | 01 | 10 | 14
9600005 | 9600005 | 95.0255 | 57.0153 | Industrial Advanced | 0.6 | 0.134 | 639889896673 | SV BUSBAR SUPPORT 2-POLE | FOR 12X5 PE | 4 | 59.8661 | Catalog Non-Stocked Product | NO | LN | _B | _21 | 01 | 10 | 14
9601000 | 9601000 | 240.9207 | 144.5524 | Industrial Advanced | 0.6 | 1.369 | 639889245204 | MINI-PLS SPECIAL BUSBAR E-CU 500L MM | 250A, 500MM | 3 | 151.78 | Catalog Non-Stocked Product | NO | LN | _B | _21 | 02 | 10 | 14
9602000 | 9602000 | 328.986 | 197.3916 | Industrial Advanced | 0.6 | 1.916 | 639889245259 | MINI-PLS SPECIAL BUSBAR E-CU 700L MM | 250A, 700MM | 3 | 207.2612 | Catalog Non-Stocked Product | NO | LN | _B | _21 | 02 | 10 | 14
9603000 | 9603000 | 505.3404 | 303.2042 | Industrial Advanced | 0.6 | 2.989 | 639889245303 | MINI-PLS SPECIAL BUSBAR E-CU 1100L MM | 250A, 1100MM | 3 | 318.3645 | Catalog Non-Stocked Product | NO | LN | _B | _21 | 02 | 10 | 14
9605000 | 9605000 | 65.3608 | 39.2165 | Industrial Advanced | 0.6 | 1.074 | 639889245402 | MINI-PLS BOTTOM COVER 500MM | SV MINI-PLS BASE TRAY SECTIONS | 1 | 41.1773 | Catalog Non-Stocked Product | NO | LN | _B | _21 | 01 | 10 | 14
9606000 | 9606000 | 82.5934 | 49.556 | Industrial Advanced | 0.6 | 1.499 | 639889245457 | MINI-PLS BOTTOM COVER 700MM | SV MINI-PLS BASE TRAY SECTIONS | 1 | 52.0338 | Catalog Non-Stocked Product | NO | LN | _B | _21 | 01 | 10 | 14
9607000 | 9607000 | 120.7401 | 72.4441 | Industrial Advanced | 0.6 | 2.381 | 639889245501 | MINI-PLS BOTTOM COVER 1100MM | SV MINI-PLS BASE TRAY SECTIONS | 1 | 76.0663 | Catalog Non-Stocked Product | NO | LN | _B | _21 | 01 | 10 | 14
9608000 | 9608000 | 41.8506 | 25.1104 | Industrial Advanced | 0.6 | 0.661 | 639889245556 | MINI-PLS TOP COVER 250MM | 250MM | 1 | 26.3659 | Catalog Non-Stocked Product | NO | LN | _B | _21 | 01 | 10 | 14
9609000 | 9609000 | 72.7462 | 43.6477 | Industrial Advanced | 0.6 | 1.323 | 639889245600 | MINI-PLS TOP COVER 500MM | 500MM | 1 | 45.8301 | Catalog Non-Stocked Product | NO | LN | _B | _21 | 01 | 10 | 14
9610000 | 9610000 | 29.5416 | 17.725 | Industrial Advanced | 0.6 | 0.073 | 639889245655 | MINI-PLS END-SIDE COVER PU(2 EA) | (PK OF 2) | 2 | 18.6112 | Catalog Non-Stocked Product | NO | LN | _B | _21 | 01 | 10 | 14
9611000 | 9611000 | 159.5694 | 95.7416 | Industrial Advanced | 0.6 | 0.146 | 639889245709 | MINI-PLS BUSBAR CONNECTOR SET | TO 250A | 3 | 100.5287 | Catalog Non-Stocked Product | NO | LN | _B | _21 | 02 | 10 | 14
9612000 | 9612000 | 169.6404 | 101.7842 | Industrial Advanced | 0.6 | 2.416 | 639889245754 | MINI-PLS CONNECTION ADAPTER | 63A TO 250A | 1 | 106.8735 | Catalog Non-Stocked Product | NO | LN | _B | _21 | 01 | 10 | 14
9613000 | 9613000 | 99.826 | 59.8956 | Industrial Advanced | 0.6 | 0.838 | 639889245808 | MINI-PLS CONNECTION ADAPTER | 50A | 1 | 62.8904 | Catalog Non-Stocked Product | NO | LN | _B | _21 | 01 | 10 | 14
9614000 | 9614000 | 65.3608 | 39.2165 | Industrial Advanced | 0.6 | 0.701 | 639889245853 | MINI-PLS COMPONENT ADAPTOR | 25A 7.5MM | 1 | 41.1773 | Catalog Non-Stocked Product | NO | LN | _B | _21 | 01 | 10 | 14
9614100 | 9614100 | 61.6681 | 37.0009 | Industrial Advanced | 0.6 | 0.639 | 639889292499 | MINI-PLS MULTIFUNTION ADAPTOR | 25A,45MMW,1DIN RAIL,7.5MMBAR | 1 | 38.8509 | Catalog Non-Stocked Product | NO | LN | _B | _21 | 01 | 10 | 14
9614110 | 9614110 | 71.3922 | 42.8353 | Industrial Advanced | 0.6 | 0.675 | 639889347250 | MINI-PLS COMPONENT ADAPTOR | 12A-45W, 1 DIN RAIL | 1 | 44.9771 | Catalog Non-Stocked Product | NO | LN | _B | _21 | 01 | 10 | 14
9615000 | 9615000 | 70.2844 | 42.1706 | Industrial Advanced | 0.6 | 0.75 | 639889245907 | MINI-PLS COMPONENT ADAPTOR | 25A 15MM | 1 | 44.2792 | Catalog Non-Stocked Product | NO | LN | _B | _21 | 01 | 10 | 14
9615100 | 9615100 | 64.0068 | 38.4041 | Industrial Advanced | 0.6 | 0.725 | 639889339538 | MINI-PLS MULTIFUNTION ADAPTOR | 25A,45MMW,1DIN RAIL,15MMBAR | 1 | 40.3243 | Catalog Non-Stocked Product | NO | LN | _B | _21 | 01 | 10 | 14
9616000 | 9616000 | 69.0535 | 41.4321 | Industrial Advanced | 0.6 | 0.705 | 639889245952 | MINI-PLS COMPONENT ADAPTOR | 40A 7.5MM | 1 | 43.5037 | Catalog Non-Stocked Product | NO | LN | _B | _21 | 01 | 10 | 14
9617000 | 9617000 | 73.9771 | 44.3863 | Industrial Advanced | 0.6 | 0.825 | 639889246003 | MINI-PLS COMPONENT ADAPTOR | 40A 15MM | 1 | 46.6056 | Catalog Non-Stocked Product | NO | LN | _B | _21 | 01 | 10 | 14
9623000 | 9623000 | 19.6944 | 11.8166 | Industrial Advanced | 0.6 | 0.075 | 639889246300 | PLUG-IN STRIP | PIECE (PK OF 2) | 2 | 12.4075 | Catalog Non-Stocked Product | NO | LN | _B | _21 | 01 | 10 | 14
9624000 | 9624000 | 647.6772 | 388.6063 | Industrial Advanced | 0.6 | 4.085 | 639889246355 | MINI-PLS SPECIAL BUSBAR E-CU 1500L MM | 250A 1500MM | 3 | 408.0366 | Catalog Non-Stocked Product | NO | LN | _B | _21 | 02 | 10 | 14
9625000 | 9625000 | 64.0068 | 38.4041 | Industrial Advanced | 0.6 | 0.822 | 639889246409 | MINI-PLS COMP ADAPTOR | 72MM WIDE, 25A | 1 | 40.3243 | Catalog Non-Stocked Product | NO | LN | _B | _21 | 01 | 10 | 14
9627000 | 9627000 | 66.5917 | 39.955 | Industrial Advanced | 0.6 | 0.794 | 639889246508 | MINI-PLS COMP ADAPTOR | 72MM WIDE, 40A | 1 | 41.9528 | Catalog Non-Stocked Product | NO | LN | _B | _21 | 01 | 10 | 14
9629000 | 9629000 | 125.328 | 75.1968 | Industrial Advanced | 0.6 | 1.673 | 639889273986 | COMP ADAPTOR F MINI PLS-100A | SV MINI-PLS COMPONENT ADAPTOR | 1 | 78.9566 | Catalog Non-Stocked Product | NO | LN | _B | _21 | 01 | 10 | 14
9629010 | 9629010 | 121.8591 | 73.1155 | Industrial Advanced | 0.6 | 1.135 | 639889347274 | MINI-PLS COMPONENT ADAPTOR | 25A-90W, 1 DIN RAIL | 1 | 76.7712 | Catalog Non-Stocked Product | NO | LN | _B | _21 | 01 | 10 | 14
9629100 | 9629100 | 80.1316 | 48.079 | Industrial Advanced | 0.6 | 1.232 | 639889273993 | ADAPTOR MINI PLS F SV3431 100A | SV MINI-PLS BUSBAR SUPPORT | 1 | 50.4829 | Catalog Non-Stocked Product | NO | LN | _B | _21 | 01 | 10 | 14
9630000 | 9630000 | 70.2844 | 42.1706 | Industrial Advanced | 0.6 | 0.679 | 639889272750 | FUSE BASE FOR MINI PLS-D02 | BASE | 1 | 44.2792 | Catalog Non-Stocked Product | NO | LN | _B | _21 | 01 | 10 | 14
9635000 | 9635000 | 101.7954 | 61.0773 | Industrial Advanced | 0.6 | 1.781 | 639889896697 | SV BOARD 125 A 225mm W |  | 1 | 64.1311 | Catalog Stocked Product | YES | LS | _B | _21 | 01 | 10 | 14
9635010 | 9635010 | 161.136 | 96.6816 | Industrial Advanced | 0.6 | 3.219 | 639889896703 | SV BOARD 125 A 405mm W |  | 1 | 101.5157 | Catalog Stocked Product | YES | LS | _B | _21 | 01 | 10 | 14
9635100 | 9635100 | 244.9491 | 146.9695 | Industrial Advanced | 0.6 | 1.283 | 639889928596 | SV CB Component adaptor 160 A 25mm |  | 1 | 154.3179 | Catalog Non-Stocked Product | NO | LN | _B | _21 | 01 | 10 | 14
9635110 | 9635110 | 240.0255 | 144.0153 | Industrial Advanced | 0.6 | 1.296 | 639889928602 | SV CB Component adaptor 160 A 690 V |  | 1 | 151.2161 | Catalog Non-Stocked Product | NO | LN | _B | _21 | 01 | 10 | 14
9635200 | 9635200 | 127.1184 | 76.271 | Industrial Advanced | 0.6 | 0.434 | 639889896710 | SV CONNECTION ADAPTOR 80 A 690 V |  | 4 | 80.0846 | Catalog Stocked Product | YES | LS | _B | _21 | 01 | 10 | 14
9635210 | 9635210 | 207.5745 | 124.5447 | Industrial Advanced | 0.6 | 0.65 | 639889911833 | SV CONNECTION ADAPTOR 125 A 690 V |  | 4 | 130.7719 | Catalog Stocked Product | YES | L8 | _B | _21 | 01 | 10 | 14
9635300 | 9635300 | 93.3022 | 55.9813 | Industrial Advanced | 0.6 | 0.295 | 639889896727 | SV CONNECTION ADAPTOR 16 A 690 V | AWG 14 22.5mm W | 1 | 58.7804 | Catalog Stocked Product | YES | L8 | _B | _21 | 01 | 10 | 14
9635310 | 9635310 | 93.3022 | 55.9813 | Industrial Advanced | 0.6 | 0.236 | 639889896734 | SV COMPONENT ADAPTOR 16 A 690 V | AWG 14 45mm W | 4 | 58.7804 | Catalog Non-Stocked Product | NO | LN | _B | _21 | 01 | 10 | 14
9635320 | 9635320 | 101.7954 | 61.0773 | Industrial Advanced | 0.6 | 0.282 | 639889896741 | SV COMPONENT ADAPTOR 32 A 690 V | AWG 10 45 mm W | 4 | 64.1311 | Catalog Non-Stocked Product | NO | LN | _B | _21 | 01 | 10 | 14
9635330 | 9635330 | 101.7954 | 61.0773 | Industrial Advanced | 0.6 | 0.273 | 639889896758 | SV COMPONENT ADAPTOR 16A 690V | AWG 14 45 mm W | 4 | 64.1311 | Catalog Stocked Product | YES | LS | _B | _21 | 01 | 10 | 14
9635340 | 9635340 | 110.1655 | 66.0993 | Industrial Advanced | 0.6 | 0.284 | 639889896765 | SV COMPONENT ADAPTOR 25A 690V | AWG 12 45 mm W | 4 | 69.4043 | Catalog Stocked Product | YES | LS | _B | _21 | 01 | 10 | 14
9635350 | 9635350 | 118.614 | 71.1684 | Industrial Advanced | 0.6 | 0.32 | 639889896772 | SV COMPONENT ADAPTOR 32A 690V | AWG 10 45 mm W | 4 | 74.7268 | Catalog Stocked Product | YES | LS | _B | _21 | 01 | 10 | 14
9635360 | 9635360 | 135.6228 | 81.3737 | Industrial Advanced | 0.6 | 0.377 | 639889896789 | SV COMPONENT ADAPTOR 45A 690V | AWG 8 45 mm W | 4 | 85.4424 | Catalog Stocked Product | YES | LS | _B | _21 | 01 | 10 | 14
9635371 | 9635371 | 123.9852 | 74.3911 | Industrial Advanced | 0.6 | 0.13 | 639889911987 | SV COMPONENT ADAPTOR L1 16A 690V |  | 6 | 78.1107 | Catalog Stocked Product | YES | L8 | _B | _21 | 01 | 10 | 14
9635372 | 9635372 | 123.9852 | 74.3911 | Industrial Advanced | 0.6 | 0.137 | 639889911994 | SV COMPONENT ADAPTOR L2 16A 690V |  | 6 | 78.1107 | Catalog Stocked Product | YES | L8 | _B | _21 | 01 | 10 | 14
9635373 | 9635373 | 123.9852 | 74.3911 | Industrial Advanced | 0.6 | 0.139 | 639889912007 | SV COMPONENT ADAPTOR L3 16A 690V |  | 6 | 78.1107 | Catalog Stocked Product | YES | L8 | _B | _21 | 01 | 10 | 14
9635381 | 9635381 | 123.9852 | 74.3911 | Industrial Advanced | 0.6 | 0.132 | 639889912014 | SV COMPONENT ADAPTOR L1 63A 690V |  | 6 | 78.1107 | Catalog Stocked Product | YES | L8 | _B | _21 | 01 | 10 | 14
9635382 | 9635382 | 123.9852 | 74.3911 | Industrial Advanced | 0.6 | 0.17 | 639889912021 | SV COMPONENT ADAPTOR L2 63A 690V |  | 6 | 78.1107 | Catalog Stocked Product | YES | L8 | _B | _21 | 01 | 10 | 14
9635383 | 9635383 | 123.9852 | 74.3911 | Industrial Advanced | 0.6 | 0.161 | 639889912038 | SV COMPONENT ADAPTOR L3 63A 690V |  | 6 | 78.1107 | Catalog Stocked Product | YES | L8 | _B | _21 | 01 | 10 | 14
9635390 | 9635390 | 85.1783 | 51.107 | Industrial Advanced | 0.6 | 0.117 | 639889912045 | EQUIPMENT SUPPORT 18 MM W |  | 6 | 53.6623 | Catalog Stocked Product | YES | L8 | _B | _21 | 01 | 10 | 14
9635400 | 9635400 | 401.1615 | 240.6969 | Industrial Advanced | 0.6 | 0.858 | 639889906716 | SV MOTOR CONTROLLER 0.6A 500V |  | 1 | 252.7317 | Catalog Non-Stocked Product | NO | LN | _B | _21 | 01 | 10 | 14
9635410 | 9635410 | 401.1615 | 240.6969 | Industrial Advanced | 0.6 | 0.853 | 639889906723 | SV MOTOR CONTROLLER 2.4A 500V |  | 1 | 252.7317 | Catalog Stocked Product | YES | L8 | _B | _21 | 01 | 10 | 14
9635420 | 9635420 | 401.1615 | 240.6969 | Industrial Advanced | 0.6 | 0.864 | 639889906730 | SV MOTOR CONTROLLER 9A 500V |  | 1 | 252.7317 | Catalog Non-Stocked Product | NO | LN | _B | _21 | 01 | 10 | 14
9635600 | 9635600 | 33.9728 | 20.3837 | Industrial Advanced | 0.6 | 0.031 | 639889896796 | SV SUPPORT RAIL 45mm W |  | 10 | 21.4029 | Catalog Stocked Product | YES | LS | _B | _21 | 01 | 10 | 14
9635610 | 9635610 | 76.3158 | 45.7895 | Industrial Advanced | 0.6 | 0.04 | 639889896802 | SV POSITIONER 55mm H |  | 10 | 48.079 | Catalog Non-Stocked Product | NO | LN | _B | _21 | 01 | 10 | 14
9635620 | 9635620 | 76.3158 | 45.7895 | Industrial Advanced | 0.6 | 0.02 | 639889896819 | SV POSITIONER 35mm H |  | 10 | 48.079 | Catalog Non-Stocked Product | NO | LN | _B | _21 | 01 | 10 | 14
9635630 | 9635630 | 67.8226 | 40.6936 | Industrial Advanced | 0.6 | 0.051 | 639889898585 | SV EXTENSION MODULE | DIRECT STARTER | 8 | 42.7282 | Catalog Stocked Product | YES | LS | _B | _21 | 01 | 10 | 14
9635640 | 9635640 | 101.7954 | 61.0773 | Industrial Advanced | 0.6 | 0.159 | 639889898592 | SV EXPANSION SET | REVERSING STARTER | 4 | 64.1311 | Catalog Stocked Product | YES | LS | _B | _21 | 01 | 10 | 14
9635700 | 9635700 | 109.9194 | 65.9516 | Industrial Advanced | 0.6 | 1.27 | 639889930223 | NH FUSE SWITCH DISCONNECTOR SIZE 000 | 125 A, 690 V, CONNECTION TOP BOTTOM | 1 | 69.2492 | Catalog Stocked Product | YES | L8 | _B | _21 | 01 | 10 | 14
9640080 | 9640080 | 386.6145 | 231.9687 | Industrial Advanced | 0.6 | 1.984 | 639889016880 | MAXI 2000 SYSTEM ATMT F 600MM | CTR/CTR - 4 POLE | 2 | 243.5671 | Catalog Non-Stocked Product | NO | LN | _B | _22 | 11 | 10 | 14
9640150 | 9640150 | 328.986 | 197.3916 | Industrial Advanced | 0.6 | 2.513 | 639889367920 | MAXI-PLS CHASSIS REINFORCEMENT | 2000 A, PU=2 | 2 | 207.2612 | Catalog Non-Stocked Product | NO | LN | _B | _22 | 11 | 10 | 14
9640171 | 9640171 | 168.0738 | 100.8443 | Industrial Advanced | 0.6 | 1.089 | 639889857803 | MAXI-PLS 2000 CONTACT MAKER | 60MM | 1 | 105.8865 | Catalog Non-Stocked Product | NO | LN | _B | _22 | 12 | 10 | 14
9640181 | 9640181 | 210.2601 | 126.1561 | Industrial Advanced | 0.6 | 1.839 | 639889857810 | MAXI-PLS 2000 CONTACT MAKER | 100MM | 1 | 132.4639 | Catalog Non-Stocked Product | NO | LN | _B | _22 | 12 | 10 | 14
9640191 | 9640191 | 266.322 | 159.7932 | Industrial Advanced | 0.6 | 3.799 | 639889856486 | MAXI 2000 E-CU57 LENGTH CONN. | FOR MAXI-PLS 1600/2000 | 1 | 167.7829 | Catalog Non-Stocked Product | NO | LN | _B | _22 | 12 | 10 | 14
9640201 | 9640201 | 871.4772 | 522.8863 | Industrial Advanced | 0.6 | 13.261 | 639889849945 | MAXI-PLS 2000A COPPER BUSBAR | 491MM FOR 600W TS8 | 1 | 549.0306 | Catalog Stocked Product | YES | L8 | _B | _22 | 12 | 10 | 14
9640202 | 9640202 | 701.613 | 420.9678 | Industrial Advanced | 0.6 | 12.039 | 639889928893 | SV Maxi-PLS Busbar E-Cu 45x45 451mm |  | 1 | 442.0162 | Catalog Non-Stocked Product | NO | LN | _B | _22 | 12 | 10 | 14
9640206 | 9640206 | 464.4969 | 278.6981 | Industrial Advanced | 0.6 | 9.568 | 639889849822 | MAXI-PLS 1600A COPPER BUSBAR | 491MM FOR 600W TS8 | 1 | 292.633 | Catalog Stocked Product | YES | L8 | _B | _22 | 12 | 10 | 14
9640207 | 9640207 | 491.5767 | 294.946 | Industrial Advanced | 0.6 | 8.907 | 639889928909 | SV Maxi-PLS Busbar E-Cu 45x45 451mm |  | 1 | 309.6933 | Catalog Non-Stocked Product | NO | LN | _B | _22 | 12 | 10 | 14
9640211 | 9640211 | 915.5658 | 549.3395 | Industrial Advanced | 0.6 | 13.957 | 639889849952 | MAXI-PLS 2000A CU BUSBAR | 525MM FOR 600W TS8 | 1 | 576.8065 | Catalog Non-Stocked Product | NO | LN | _B | _22 | 12 | 10 | 14
9640216 | 9640216 | 473.337 | 284.0022 | Industrial Advanced | 0.6 | 10.229 | 639889849839 | MAXI-PLS 1600A COPPER BUSBAR | 525MM FOR 600W TS8 | 1 | 298.2023 | Catalog Non-Stocked Product | NO | LN | _B | _22 | 12 | 10 | 14
9640221 | 9640221 | 1024.1088 | 614.4653 | Industrial Advanced | 0.6 | 15.917 | 639889849969 | MAXI-PLS 2000A COPPER BUSBAR | 599MM FOR 600W TS8 | 1 | 645.1885 | Catalog Non-Stocked Product | NO | LN | _B | _22 | 12 | 10 | 14
9640226 | 9640226 | 529.0632 | 317.4379 | Industrial Advanced | 0.6 | 11.684 | 639889849846 | MAXI-PLS 1600A COPPER BUSBAR | 599MM FOR 600W TS8 | 1 | 333.3098 | Catalog Non-Stocked Product | NO | LN | _B | _22 | 12 | 10 | 14
9640231 | 9640231 | 1168.236 | 700.9416 | Industrial Advanced | 0.6 | 17.989 | 639889849976 | MAXI-PLS 2000A COPPER BUSBAR | 691MM FOR 800W TS8 | 1 | 735.9887 | Catalog Non-Stocked Product | NO | LN | _B | _22 | 12 | 10 | 14
9640232 | 9640232 | 970.173 | 582.1038 | Industrial Advanced | 0.6 | 17.377 | 639889928916 | SV Maxi-PLS Busbar E-Cu 45x45 651mm |  | 1 | 611.209 | Catalog Non-Stocked Product | NO | LN | _B | _22 | 12 | 10 | 14
9640236 | 9640236 | 634.0254 | 380.4152 | Industrial Advanced | 0.6 | 13.47 | 639889849853 | MAXI-PLS 1600A COPPER BUSBAR | 691MM FOR 800W TS8 | 1 | 399.436 | Catalog Non-Stocked Product | NO | LN | _B | _22 | 12 | 10 | 14
9640237 | 9640237 | 677.4426 | 406.4656 | Industrial Advanced | 0.6 | 13.183 | 639889928923 | SV Maxi-PLS Busbar E-Cu 45x45 651mm |  | 1 | 426.7888 | Catalog Non-Stocked Product | NO | LN | _B | _22 | 12 | 10 | 14
9640241 | 9640241 | 1244.4399 | 746.6639 | Industrial Advanced | 0.6 | 19.268 | 639889849983 | MAXI-PLS 2000A COPPER BUSBAR | 725MM FOR 800W TS8 | 1 | 783.9971 | Catalog Non-Stocked Product | NO | LN | _B | _22 | 12 | 10 | 14
9640246 | 9640246 | 659.5386 | 395.7232 | Industrial Advanced | 0.6 | 14.131 | 639889849860 | MAXI-PLS 1600A COPPER BUSBAR | 725MM FOR 800W TS8 | 1 | 415.5093 | Catalog Non-Stocked Product | NO | LN | _B | _22 | 12 | 10 | 14
9640251 | 9640251 | 1364.9562 | 818.9737 | Industrial Advanced | 0.6 | 20.503 | 639889849990 | MAXI-PLS 2000A COPPER BUSBAR | 799MM FOR 800W TS8 | 1 | 859.9224 | Catalog Non-Stocked Product | NO | LN | _B | _22 | 12 | 10 | 14
9640256 | 9640256 | 727.4619 | 436.4771 | Industrial Advanced | 0.6 | 15.564 | 639889849877 | MAXI-PLS 1600A COPPER BUSBAR | 799MM FOR 800W TS8 | 1 | 458.301 | Catalog Non-Stocked Product | NO | LN | _B | _22 | 12 | 10 | 14
9640262 | 9640262 | 1248.4683 | 749.081 | Industrial Advanced | 0.6 | 22.716 | 639889928930 | SV Maxi-PLS Busbar E-Cu 45x45 851mm |  | 1 | 786.535 | Catalog Non-Stocked Product | NO | LN | _B | _22 | 12 | 10 | 14
9640266 | 9640266 | 779.2716 | 467.563 | Industrial Advanced | 0.6 | 17.372 | 639889849884 | MAXI-PLS 1600A COPPER BUSBAR | 891MM FOR 1000W TS8 | 1 | 490.9411 | Catalog Non-Stocked Product | NO | LN | _B | _22 | 12 | 10 | 14
9640267 | 9640267 | 870.9177 | 522.5506 | Industrial Advanced | 0.6 | 16.574 | 639889928947 | SV Maxi-PLS Busbar E-Cu 45x45 851mm |  | 1 | 548.6782 | Catalog Non-Stocked Product | NO | LN | _B | _22 | 12 | 10 | 14
9640276 | 9640276 | 808.7013 | 485.2208 | Industrial Advanced | 0.6 | 18.034 | 639889849891 | MAXI-PLS 1600A COPPER BUSBAR | 925MM FOR 1000W TS8 | 1 | 509.4818 | Catalog Non-Stocked Product | NO | LN | _B | _22 | 12 | 10 | 14
9640281 | 9640281 | 1658.6937 | 995.2162 | Industrial Advanced | 0.6 | 26.9 | 639889850026 | MAXI-PLS 2000A COPPER BUSBAR | 999MM FOR 1000W TS8 | 1 | 1044.977 | Catalog Non-Stocked Product | NO | LN | _B | _22 | 12 | 10 | 14
9640286 | 9640286 | 874.0509 | 524.4305 | Industrial Advanced | 0.6 | 19.466 | 639889849907 | MAXI-PLS 1600A COPPER BUSBAR | 999MM FOR 1000W TS8 | 1 | 550.6521 | Catalog Non-Stocked Product | NO | LN | _B | _22 | 12 | 10 | 14
9640291 | 9640291 | 1780.5528 | 1068.3317 | Industrial Advanced | 0.6 | 29.034 | 639889850033 | MAXI-PLS 2000A COPPER BUSBAR | 1091MM FOR 1200W TS8 | 1 | 1121.7483 | Catalog Non-Stocked Product | NO | LN | _B | _22 | 12 | 10 | 14
9640292 | 9640292 | 1535.3799 | 921.2279 | Industrial Advanced | 0.6 | 28.053 | 639889928954 | SV Maxi-PLS Busbar E-Cu 45x45 1051mm |  | 1 | 967.2893 | Catalog Non-Stocked Product | NO | LN | _B | _22 | 12 | 10 | 14
9640296 | 9640296 | 986.8461 | 592.1077 | Industrial Advanced | 0.6 | 21.274 | 639889849914 | MAXI-PLS 1600A COPPER BUSBAR | 1091MM FOR 1200W TS8 | 1 | 621.713 | Catalog Non-Stocked Product | NO | LN | _B | _22 | 12 | 10 | 14
9640297 | 9640297 | 1063.05 | 637.83 | Industrial Advanced | 0.6 | 20.467 | 639889928961 | SV Maxi-PLS Busbar E-Cu 45x45 1051mm |  | 1 | 669.7215 | Catalog Non-Stocked Product | NO | LN | _B | _22 | 12 | 10 | 14
9640301 | 9640301 | 1776.4125 | 1065.8475 | Industrial Advanced | 0.6 | 29.96 | 639889850040 | MAXI-PLS 2000A COPPER BUSBAR | 1125MM FOR 1200W TS8 | 1 | 1119.1399 | Catalog Non-Stocked Product | NO | LN | _B | _22 | 12 | 10 | 14
9640306 | 9640306 | 978.1179 | 586.8707 | Industrial Advanced | 0.6 | 21.936 | 639889849921 | MAXI-PLS 1600A COPPER BUSBAR | 1125MM FOR 1200W TS8 | 1 | 616.2143 | Catalog Non-Stocked Product | NO | LN | _B | _22 | 12 | 10 | 14
9640311 | 9640311 | 2001.2196 | 1200.7318 | Industrial Advanced | 0.6 | 31.349 | 639889850057 | MAXI-PLS 2000A COPPER BUSBAR | 1199MM FOR 1200W TS8 | 1 | 1260.7683 | Catalog Stocked Product | YES | L8 | _B | _22 | 12 | 10 | 14
9640316 | 9640316 | 1040.1105 | 624.0663 | Industrial Advanced | 0.6 | 23.28 | 639889849938 | MAXI-PLS 1600A COPPER BUSBAR | 1199MM FOR 1200W TS8 | 1 | 655.2696 | Catalog Non-Stocked Product | NO | LN | _B | _22 | 12 | 10 | 14
9640325 | 9640325 | 220.443 | 132.2658 | Industrial Advanced | 0.6 | 0.849 | 639889850187 | MAXI 2000 CONNECTION CLAMP | PU=1 | 1 | 138.8791 | Catalog Non-Stocked Product | NO | LN | _B | _22 | 11 | 10 | 14
9640330 | 9640330 | 228.9474 | 137.3684 | Industrial Advanced | 0.6 | 0.807 | 639889351790 | MAXI 2000 CONN PLATE 32MM | PU=3 | 3 | 144.2369 | Catalog Non-Stocked Product | NO | LN | _B | _22 | 11 | 10 | 14
9640340 | 9640340 | 257.7057 | 154.6234 | Industrial Advanced | 0.6 | 1.085 | 639889351806 | MAXI 2000 CONN PLATE 63MM | PU=3 | 3 | 162.3546 | Catalog Non-Stocked Product | NO | LN | _B | _22 | 11 | 10 | 14
9640350 | 9640350 | 290.0448 | 174.0269 | Industrial Advanced | 0.6 | 1.44 | 639889351813 | MAXI 2000 CONN PLATE 100MM | PU=3 | 3 | 182.7282 | Catalog Non-Stocked Product | NO | LN | _B | _22 | 11 | 10 | 14
9640360 | 9640360 | 11646.9996 | 6988.1998 | Industrial Advanced | 0.6 | 81.283 | 639889367937 | MAXI-PLS BUSBAR 2000A 2400MM | PU=3 | 3 | 7337.6097 | Catalog Stocked Product | YES | L8 | _B | _22 | 12 | 10 | 14
9640365 | 9640365 | 6379.9785 | 3827.9871 | Industrial Advanced | 0.6 | 57.782 | 639889869066 | MAXI-PLS 1600A COPPER BUSBAR |  | 3 | 4019.3865 | Catalog Non-Stocked Product | NO | LN | _B | _22 | 12 | 10 | 14
9640370 | 9640370 | 92.0713 | 55.2428 | Industrial Advanced | 0.6 | 0.157 | 639889351820 | MAXI 2000 TERMINAL STUD M12 | PU=3 | 3 | 58.0049 | Catalog Stocked Product | YES | LS | _B | _22 | 11 | 10 | 14
9640380 | 9640380 | 111.2734 | 66.764 | Industrial Advanced | 0.6 | 0.229 | 639889351837 | MAXI 2000 TERMINAL STUD M16 | PU=3 | 3 | 70.1022 | Catalog Non-Stocked Product | NO | LN | _B | _22 | 11 | 10 | 14
9640900 | 9640900 | 365.2416 | 219.145 | Industrial Advanced | 0.6 | 0.02 | 639889351905 | MAXI 2000 SLIDE NUTS M6 | PU=15 | 15 | 230.1022 | Catalog Stocked Product | YES | L8 | _B | _22 | 12 | 10 | 14
9640910 | 9640910 | 405.1899 | 243.1139 | Industrial Advanced | 0.6 | 0.018 | 639889351912 | MAXI 2000 SLIDE NUTS M8 | PU=15 | 15 | 255.2696 | Catalog Non-Stocked Product | NO | LN | _B | _22 | 12 | 10 | 14
9640920 | 9640920 | 447.7119 | 268.6271 | Industrial Advanced | 0.6 | 0.013 | 639889351929 | MAXI 2000 SLIDE NUTS M10 | PU=15 | 15 | 282.0585 | Catalog Non-Stocked Product | NO | LN | _B | _22 | 12 | 10 | 14
9640930 | 9640930 | 60.3141 | 36.1885 | Industrial Advanced | 0.6 | 0.022 | 639889856226 | SV MAXI-PLS THREADED BOLTS M6 | PK=6ST | 6 | 37.9979 | Catalog Stocked Product | YES | L8 | _B | _22 | 11 | 10 | 14
9640940 | 9640940 | 57.1138 | 34.2683 | Industrial Advanced | 0.6 | 0.04 | 639889856233 | SV MAXI-PLS THREADED BOLTS M8 | SV MAXI-PLS THREADED BOLTS M8 35MM 6PCS | 6 | 35.9817 | Catalog Non-Stocked Product | NO | LN | _B | _22 | 11 | 10 | 14
9640970 | 9640970 | 334.0215 | 200.4129 | Industrial Advanced | 0.6 | 0.04 | 639889351936 | MAXI 2000 SLIDING BLOCK M8 | PU=15 | 15 | 210.4335 | Catalog Non-Stocked Product | NO | LN | _B | _22 | 12 | 10 | 14
9640980 | 9640980 | 345.9948 | 207.5969 | Industrial Advanced | 0.6 | 0.049 | 639889351943 | MAXI 2000 SLIDING BLOCK M10 | PU=15 | 15 | 217.9767 | Catalog Non-Stocked Product | NO | LN | _B | _22 | 12 | 10 | 14
9649000 | 9649000 | 89.6095 | 53.7657 | Industrial Advanced | 0.6 | 0.926 | 639889016965 | MAXI 2000 BUSBAR SUPPORT | PK OF 1 | 1 | 56.454 | Catalog Non-Stocked Product | NO | LN | _B | _22 | 11 | 10 | 14
9649010 | 9649010 | 42.2199 | 25.3319 | Industrial Advanced | 0.6 | 0.304 | 639889016972 | MAXI 2000 END SUPPORTS | PU=2 | 2 | 26.5985 | Catalog Non-Stocked Product | NO | LN | _B | _22 | 11 | 10 | 14
9649060 | 9649060 | 19.202 | 11.5212 | Industrial Advanced | 0.6 | 0.042 | 639889016996 | MAXI 2000 END COVER 1-POLE | PK OF 2 | 2 | 12.0973 | Catalog Non-Stocked Product | NO | LN | _B | _22 | 11 | 10 | 14
9649160 | 9649160 | 116.9355 | 70.1613 | Industrial Advanced | 0.6 | 0.602 | 639889856592 | MAXI-PLS2000 BUSBAR SUPPORT | FOR TOP-MOUNTING | 1 | 73.6694 | Catalog Non-Stocked Product | NO | LN | _B | _22 | 11 | 10 | 14
9649360 | 9649360 | 14926.341 | 8955.8046 | Industrial Advanced | 0.6 | 81.283 | 639889017153 | MAXI 2000 E-CU57 2400MM | 4-POLE | 4 | 9403.5948 | Catalog Non-Stocked Product | NO | LN | _B | _22 | 12 | 10 | 14
9650080 | 9650080 | 678.2259 | 406.9355 | Industrial Advanced | 0.6 | 4.923 | 639889017252 | MAXI 3200 SYS ATMT F TS 800MM | 150 CTR/CTR 4-POLE | 2 | 427.2823 | Catalog Non-Stocked Product | NO | LN | _B | _22 | 11 | 10 | 14
9650100 | 9650100 | 474.7917 | 284.875 | Industrial Advanced | 0.6 | 3.219 | 639889353138 | MAXI 3200 SYS ATTACHMENT F TS | 600MM 150 CENTER / CENTER | 2 | 299.1188 | Catalog Non-Stocked Product | NO | LN | _B | _22 | 11 | 10 | 14
9650150 | 9650150 | 544.3935 | 326.6361 | Industrial Advanced | 0.6 | 4.257 | 639889367951 | MAXI-PLS CHASSIS REINFORCEMENT | 3200 A | 2 | 342.9679 | Catalog Stocked Product | YES | L8 | _B | _22 | 11 | 10 | 14
9650171 | 9650171 | 196.7202 | 118.0321 | Industrial Advanced | 0.6 | 1.477 | 639889857780 | MAXI-PLS 3200 CONTACT MAKER | 60MM | 1 | 123.9337 | Catalog Non-Stocked Product | NO | LN | _B | _22 | 12 | 10 | 14
9650181 | 9650181 | 226.5975 | 135.9585 | Industrial Advanced | 0.6 | 2.478 | 639889857797 | MAXI-PLS 3200 CONTACT MAKER | 100MM | 1 | 142.7564 | Catalog Non-Stocked Product | NO | LN | _B | _22 | 12 | 10 | 14
9650191 | 9650191 | 293.4018 | 176.0411 | Industrial Advanced | 0.6 | 4.896 | 639889856479 | MAXI 3200 E-CU57 LENGTH CONN. | FOR MAXI-PLS 3200 | 1 | 184.8431 | Catalog Stocked Product | YES | L8 | _B | _22 | 12 | 10 | 14
9650201 | 9650201 | 1439.2578 | 863.5547 | Industrial Advanced | 0.6 | 22.354 | 639889850064 | MAXI-PLS 3200A COPPER BUSBAR | 491MM FOR 600W TS8 | 1 | 906.7324 | Catalog Non-Stocked Product | NO | LN | _B | _22 | 12 | 10 | 14
9650202 | 9650202 | 1230.5643 | 738.3386 | Industrial Advanced | 0.6 | 20.644 | 639889928978 | SV Maxi-PLS Busbar E-Cu 60x60 451mm |  | 1 | 775.2555 | Catalog Non-Stocked Product | NO | LN | _B | _22 | 12 | 10 | 14
9650211 | 9650211 | 1540.863 | 924.5178 | Industrial Advanced | 0.6 | 24.211 | 639889850071 | MAXI-PLS 3200A COPPER BUSBAR | 525MM FOR 600W TS8 | 1 | 970.7437 | Catalog Non-Stocked Product | NO | LN | _B | _22 | 12 | 10 | 14
9650221 | 9650221 | 1823.8581 | 1094.3149 | Industrial Advanced | 0.6 | 27.293 | 639889850088 | MAXI-PLS 3200A COPPER BUSBAR | 599MM FOR 600W TS8 | 1 | 1149.0306 | Catalog Non-Stocked Product | NO | LN | _B | _22 | 12 | 10 | 14
9650231 | 9650231 | 1978.1682 | 1186.9009 | Industrial Advanced | 0.6 | 31.775 | 639889850095 | MAXI-PLS 3200A COPPER BUSBAR | 691MM FOR 800W TS8 | 1 | 1246.246 | Catalog Non-Stocked Product | NO | LN | _B | _22 | 12 | 10 | 14
9650232 | 9650232 | 1740.1569 | 1044.0941 | Industrial Advanced | 0.6 | 29.797 | 639889928985 | SV Maxi-PLS Busbar E-Cu 60x60 651mm |  | 1 | 1096.2988 | Catalog Non-Stocked Product | NO | LN | _B | _22 | 12 | 10 | 14
9650241 | 9650241 | 2074.2903 | 1244.5742 | Industrial Advanced | 0.6 | 33.069 | 639889850101 | MAXI-PLS 3200A COPPER BUSBAR | 725MM FOR 800W TS8 | 1 | 1306.8029 | Catalog Non-Stocked Product | NO | LN | _B | _22 | 12 | 30 | 14
9650251 | 9650251 | 2293.6143 | 1376.1686 | Industrial Advanced | 0.6 | 36.799 | 639889850118 | MAXI-PLS 3200A COPPER BUSBAR | 799MM FOR 800W TS8 | 1 | 1444.977 | Catalog Non-Stocked Product | NO | LN | _B | _22 | 12 | 10 | 14
9650261 | 9650261 | 2424.9849 | 1454.9909 | Industrial Advanced | 0.6 | 40.653 | 639889850125 | MAXI-PLS 3200A COPPER BUSBAR | 891MM FOR 1000W TS8 | 1 | 1527.7405 | Catalog Non-Stocked Product | NO | LN | _B | _22 | 12 | 30 | 14
9650262 | 9650262 | 2263.6251 | 1358.1751 | Industrial Advanced | 0.6 | 38.953 | 639889928992 | SV Maxi-PLS Busbar E-Cu 60x60 851mm |  | 1 | 1426.0838 | Catalog Non-Stocked Product | NO | LN | _B | _22 | 12 | 10 | 14
9650271 | 9650271 | 2668.7031 | 1601.2219 | Industrial Advanced | 0.6 | 42.405 | 639889850132 | MAXI-PLS 3200A COPPER BUSBAR | 925MM FOR 1000W TS8 | 1 | 1681.283 | Catalog Non-Stocked Product | NO | LN | _B | _22 | 12 | 10 | 14
9650281 | 9650281 | 2878.6275 | 1727.1765 | Industrial Advanced | 0.6 | 46.032 | 639889850149 | MAXI-PLS 3200A COPPER BUSBAR | 999MM FOR 1000W TS8 | 1 | 1813.5353 | Catalog Non-Stocked Product | NO | LN | _B | _22 | 12 | 10 | 14
9650291 | 9650291 | 3024.7689 | 1814.8613 | Industrial Advanced | 0.6 | 49.713 | 639889850156 | MAXI-PLS 3200A COPPER BUSBAR | 1091MM FOR 1200W TS8 | 1 | 1905.6044 | Catalog Non-Stocked Product | NO | LN | _B | _22 | 12 | 10 | 14
9650292 | 9650292 | 2749.383 | 1649.6298 | Industrial Advanced | 0.6 | 48.106 | 639889929005 | SV Maxi-PLS Busbar E-Cu 60x60 1051mm |  | 1 | 1732.1113 | Catalog Non-Stocked Product | NO | LN | _B | _22 | 12 | 10 | 14
9650301 | 9650301 | 3047.8203 | 1828.6922 | Industrial Advanced | 0.6 | 51.922 | 639889850163 | MAXI-PLS 3200A COPPER BUSBAR | 1125MM FOR 1200W TS8 | 1 | 1920.1268 | Catalog Non-Stocked Product | NO | LN | _B | _22 | 12 | 10 | 14
9650311 | 9650311 | 3426.9375 | 2056.1625 | Industrial Advanced | 0.6 | 55.379 | 639889850170 | MAXI-PLS 3200A COPPER BUSBAR | 1199MM FOR 1200W TS8 | 1 | 2158.9706 | Catalog Non-Stocked Product | NO | LN | _B | _22 | 12 | 30 | 14
9650325 | 9650325 | 222.2334 | 133.34 | Industrial Advanced | 0.6 | 0.944 | 639889852228 | MAXI 3200 CONNECTION CLAMP | F.MAXI-PLS 3200A, 95-300MM, RE/RM | 1 | 140.007 | Catalog Non-Stocked Product | NO | LN | _B | _22 | 11 | 10 | 14
9650330 | 9650330 | 278.2953 | 166.9772 | Industrial Advanced | 0.6 | 0.908 | 639889353336 | MAXI 3200 CONN PLATE 32MM | PU=3 | 3 | 175.326 | Catalog Non-Stocked Product | NO | LN | _B | _22 | 11 | 10 | 14
9650340 | 9650340 | 305.3751 | 183.2251 | Industrial Advanced | 0.6 | 1.21 | 639889353343 | MAXI 3200 CONN PLATE 63MM | PU=3 | 3 | 192.3863 | Catalog Non-Stocked Product | NO | LN | _B | _22 | 11 | 10 | 14
9650360 | 9650360 | 16151.7579 | 9691.0547 | Industrial Advanced | 0.6 | 134.48 | 639889367968 | MAXI-PLS BUSBAR 3200A 2400MM | PU=3 | 3 | 10175.6075 | Catalog Stocked Product | YES | LS | _B | _22 | 12 | 10 | 14
9650370 | 9650370 | 103.6418 | 62.1851 | Industrial Advanced | 0.6 | 0.238 | 639889353367 | MAXI 3200 TERMINAL STUD M12 | PU=3 | 3 | 65.2943 | Catalog Stocked Product | YES | LS | _B | _22 | 11 | 10 | 14
9650380 | 9650380 | 124.209 | 74.5254 | Industrial Advanced | 0.6 | 0.326 | 639889353374 | MAXI 3200 TERMINAL STUD M16 | PU=3 | 3 | 78.2517 | Catalog Stocked Product | YES | LS | _B | _22 | 11 | 10 | 14
9650900 | 9650900 | 441.7812 | 265.0687 | Industrial Advanced | 0.6 | 0.053 | 639889353688 | SV MAXI-PLS SLIDING NUTS M6 |  | 15 | 278.3222 | Catalog Non-Stocked Product | NO | LN | _B | _22 | 12 | 10 | 14
9650905 | 9650905 | 92.9329 | 55.7598 | Industrial Advanced | 0.6 | 0.055 | 639889929012 | SV MAXI-PLS SLIDING NUTS M8 |  | 3 | 58.5478 | Catalog Non-Stocked Product | NO | LN | _B | _22 | 12 | 10 | 14
9650910 | 9650910 | 459.4614 | 275.6768 | Industrial Advanced | 0.6 | 0.044 | 639889353695 | MAXI 3200 SLIDE NUTS M10 | PU=15 | 15 | 289.4607 | Catalog Non-Stocked Product | NO | LN | _B | _22 | 12 | 10 | 14
9650920 | 9650920 | 505.3404 | 303.2042 | Industrial Advanced | 0.6 | 0.037 | 639889353701 | MAXI 3200 SLIDE NUTS M12 | PU=15 | 15 | 318.3645 | Catalog Stocked Product | YES | L8 | _B | _22 | 12 | 10 | 14
9650980 | 9650980 | 366.4725 | 219.8835 | Industrial Advanced | 0.6 | 0.088 | 639889353718 | MAXI 3200 SLIDE BLOCK M10 | PU=15 | 15 | 230.8777 | Catalog Non-Stocked Product | NO | LN | _B | _22 | 11 | 10 | 14
9650990 | 9650990 | 412.0158 | 247.2095 | Industrial Advanced | 0.6 | 0.121 | 639889353725 | MAXI 3200 SLIDE BLOCK M12 | PU=15 | 15 | 259.57 | Catalog Non-Stocked Product | NO | LN | _B | _22 | 11 | 10 | 14
9659000 | 9659000 | 111.2734 | 66.764 | Industrial Advanced | 0.6 | 1.543 | 639889017344 | MAXI 3200 BUSBAR SUPPORT | PK OF 1 | 1 | 70.1022 | Catalog Non-Stocked Product | NO | LN | _B | _22 | 11 | 10 | 14
9659010 | 9659010 | 56.2521 | 33.7513 | Industrial Advanced | 0.6 | 0.463 | 639889017351 | MAXI 3200 END SUPPORT PU(2 EA) | PK OF 2 | 2 | 35.4388 | Catalog Non-Stocked Product | NO | LN | _B | _22 | 11 | 10 | 14
9659060 | 9659060 | 20.4329 | 12.2598 | Industrial Advanced | 0.6 | 0.057 | 639889017382 | MAXI 3200 END COVER 1-POLE |  | 2 | 12.8728 | Catalog Stocked Product | YES | L8 | _B | _22 | 11 | 10 | 14
9659160 | 9659160 | 129.5802 | 77.7481 | Industrial Advanced | 0.6 | 1.047 | 639889856608 | MAXI-PLS3200 BUSBAR SUPPORT | FOR TOP-MOUNTING | 1 | 81.6355 | Catalog Non-Stocked Product | NO | LN | _B | _22 | 11 | 10 | 14
9659360 | 9659360 | 25792.1667 | 15475.3 | Industrial Advanced | 0.6 | 135.758 | 639889017559 | MAXI 3200 E-CU57 2400MM | 4-POLE | 4 | 16249.065 | Catalog Non-Stocked Product | NO | LN | _B | _22 | 12 | 10 | 14
9659525 | 9659525 | 390.0834 | 234.05 | Industrial Advanced | 0.6 | 17.857 | 639889868311 | Ri4 ROOF PLATE 600X800MM | IP2X - LOUVERS | 1 | 245.7525 | Catalog Non-Stocked Product | NO | LN | _B | _22 | 11 | 50 | 14
9659535 | 9659535 | 442.6764 | 265.6058 | Industrial Advanced | 0.6 | 23.413 | 639889868328 | Ri4 ROOF PLATE 800X800MM | IP2X - LOUVERS | 1 | 278.8861 | Catalog Non-Stocked Product | NO | LN | _B | _22 | 11 | 50 | 14
9660090 | 9660090 | 268.0005 | 160.8003 | Industrial Advanced | 0.6 | 0.088 | 639889382268 | MAXI MOUNTING BRACKET |  | 24 | 168.8403 | Catalog Non-Stocked Product | NO | LN | _B | _22 | 11 | 10 | 14
9660205 | 9660205 | 334.2453 | 200.5472 | Industrial Advanced | 0.6 | 11.287 | 639889871489 | SV HOLDER SET | for connector kit | 1 | 210.5745 | Catalog Non-Stocked Product | NO | LN | _B | _22 | 11 | 10 | 14
9660235 | 9660235 | 337.3785 | 202.4271 | Industrial Advanced | 0.6 | 14.683 | 639889842502 | Ri4 ROOF PLATE 600X600MM | IP2X - LOUVERS | 1 | 212.5485 | Catalog Non-Stocked Product | NO | LN | _B | _22 | 11 | 50 | 14
9660245 | 9660245 | 390.0834 | 234.05 | Industrial Advanced | 0.6 | 17.346 | 639889842519 | Ri4 ROOF PLATE 800X600MM | IP2X - LOUVERS | 1 | 245.7525 | Catalog Non-Stocked Product | NO | LN | _B | _22 | 11 | 50 | 14
9660255 | 9660255 | 456.2163 | 273.7298 | Industrial Advanced | 0.6 | 21.894 | 639889868298 | Ri4 ROOF PLATE 1000X600MM | IP2X - LOUVERS | 1 | 287.4163 | Catalog Non-Stocked Product | NO | LN | _B | _22 | 11 | 50 | 14
9660265 | 9660265 | 469.7562 | 281.8537 | Industrial Advanced | 0.6 | 24.63 | 639889856615 | Ri4 ROOF PLATE 1200X600MM | IP2X - LOUVERS | 1 | 295.9464 | Catalog Non-Stocked Product | NO | LN | _B | _22 | 11 | 50 | 14
9660970 | 9660970 | 105.1189 | 63.0713 | Industrial Advanced | 0.6 | 0.926 | 639889847583 | RI4POWER CB ATTACHMENT SET | FOR USE WITH SUPPORT CB SUPPORT BARS | 1 | 66.2249 | Catalog Non-Stocked Product | NO | LN | _B | _22 | 11 | 10 | 14
9660980 | 9660980 | 450.957 | 270.5742 | Industrial Advanced | 0.6 | 12.566 | 639889847590 | SV COMPACT INFEED 3-POLE |  | 1 | 284.1029 | Catalog Non-Stocked Product | NO | LN | _B | _22 | 11 | 10 | 14
9661000 | 9661000 | 573.1518 | 343.8911 | Industrial Advanced | 0.6 | 7.811 | 639889848900 | BUSBAR E-CU 40X10 MM 992L MM | FOR PE/PEN APPLICATIONS | 2 | 361.0856 | Catalog Non-Stocked Product | NO | LN | _B | _22 | 12 | 10 | 14
9661020 | 9661020 | 649.5795 | 389.7477 | Industrial Advanced | 0.6 | 9.398 | 639889848917 | BUSBAR E-CU 40X10 MM 1192L MM | FOR PE/PEN APPLICATIONS | 2 | 409.2351 | Catalog Non-Stocked Product | NO | LN | _B | _22 | 12 | 10 | 14
9661050 | 9661050 | 274.7145 | 164.8287 | Industrial Advanced | 0.6 | 1.003 | 639889007673 | BAYING BRACKET E-CU 40X10 MM | FOR PE/PEN FLAT BUSBARS | 4 | 173.0701 | Catalog Non-Stocked Product | NO | LN | _B | _22 | 12 | 10 | 14
9661060 | 9661060 | 422.1987 | 253.3192 | Industrial Advanced | 0.6 | 4.634 | 639889848887 | BUSBAR E-CU 40X10 MM 592L MM | FOR PE/PEN APPLICATIONS | 2 | 265.9852 | Catalog Non-Stocked Product | NO | LN | _B | _22 | 12 | 10 | 14
9661080 | 9661080 | 496.9479 | 298.1687 | Industrial Advanced | 0.6 | 6.239 | 639889848894 | 40X10 PE-PEN BUSBARS | FOR ENCLOSURE WIDTH 800MM, LENGTH 792MM | 2 | 313.0772 | Catalog Non-Stocked Product | NO | LN | _B | _22 | 12 | 10 | 14
9661120 | 9661120 | 1200.4632 | 720.2779 | Industrial Advanced | 0.6 | 18.854 | 639889848979 | COPPER BUSBAR 80X10 MM | 1200 MM LENGTH | 2 | 756.2918 | Catalog Non-Stocked Product | NO | LN | _B | _22 | 12 | 10 | 14
9661150 | 9661150 | 450.957 | 270.5742 | Industrial Advanced | 0.6 | 1.698 | 639889007772 | COPPER BUSBAR BAYING BRKT | 80X10 MM, 4PU | 4 | 284.1029 | Catalog Non-Stocked Product | NO | LN | _B | _22 | 12 | 10 | 14
9661160 | 9661160 | 735.9663 | 441.5798 | Industrial Advanced | 0.6 | 9.308 | 639889848948 | COPPER BUSBAR 80X10 MM | FOR ENCLOSURE WIDTH 600MM, LENGTH 565MM | 2 | 463.6588 | Catalog Non-Stocked Product | NO | LN | _B | _22 | 12 | 10 | 14
9661180 | 9661180 | 803.7777 | 482.2666 | Industrial Advanced | 0.6 | 12.502 | 639889848955 | COPPER BUSBAR 80X10 MM | FOR ENCLOSURE WIDTH 800MM, LENGTH 792MM | 2 | 506.38 | Catalog Non-Stocked Product | NO | LN | _B | _22 | 12 | 10 | 14
9661200 | 9661200 | 435.8505 | 261.5103 | Industrial Advanced | 0.6 | 2.033 | 639889007598 | PE-PEN COMBINATION ANGLE | E-CU 40X10MM | 4 | 274.5858 | Catalog Non-Stocked Product | NO | LN | _B | _22 | 12 | 10 | 14
9661230 | 9661230 | 427.3461 | 256.4077 | Industrial Advanced | 0.6 | 1.199 | 639889863231 | SV PE-PEN-COMBINATION ANGLE |  | 4 | 269.228 | Catalog Non-Stocked Product | NO | LN | _B | _22 | 12 | 10 | 14
9661235 | 9661235 | 367.9272 | 220.7563 | Industrial Advanced | 0.6 | 0.694 | 639889863248 | SV PE-PEN-COMBINATION ANGLE | CU 30X5MM | 4 | 231.7941 | Catalog Non-Stocked Product | NO | LN | _B | _22 | 12 | 10 | 14
9661240 | 9661240 | 442.6764 | 265.6058 | Industrial Advanced | 0.6 | 1.299 | 639889863255 | PE-PEN COMBINATION ANGLE | 40X10 MM, 4PU, FOR FORM 2-4 | 4 | 278.8861 | Catalog Non-Stocked Product | NO | LN | _B | _22 | 12 | 10 | 14
9661300 | 9661300 | 574.8303 | 344.8982 | Industrial Advanced | 0.6 | 5.721 | 639889848580 | BUSBAR E-CU 30X10 MM | 965 MM LENGTH | 2 | 362.1431 | Catalog Non-Stocked Product | NO | LN | _B | _22 | 12 | 10 | 14
9661305 | 9661305 | 390.0834 | 234.05 | Industrial Advanced | 0.6 | 2.954 | 639889848849 | BUSBAR E-CU 30X5 MM 965L MM | FOR PE/PEN APPLICATIONS | 2 | 245.7525 | Catalog Non-Stocked Product | NO | LN | _B | _22 | 12 | 10 | 14
9661320 | 9661320 | 666.3645 | 399.8187 | Industrial Advanced | 0.6 | 6.975 | 639889848597 | BUSBAR E-CU 30X10 MM | 1165 MM LENGTH | 2 | 419.8096 | Catalog Non-Stocked Product | NO | LN | _B | _22 | 12 | 10 | 14
9661325 | 9661325 | 440.886 | 264.5316 | Industrial Advanced | 0.6 | 3.563 | 639889848856 | 30x5 PE-PEN BUSBARS | FOR ENCLOSURE WIDTH 1200MM, LENGTH 1165MM | 2 | 277.7582 | Catalog Non-Stocked Product | NO | LN | _B | _22 | 12 | 10 | 14
9661340 | 9661340 | 281.5404 | 168.9242 | Industrial Advanced | 0.6 | 2.116 | 639889848559 | SV BUSBAR | 30X10MM - E-CU | 2 | 177.3705 | Catalog Non-Stocked Product | NO | LN | _B | _22 | 12 | 10 | 14
9661350 | 9661350 | 264.5316 | 158.719 | Industrial Advanced | 0.6 | 0.536 | 639889863262 | SV BAYING BRACKET |  | 4 | 166.6549 | Catalog Non-Stocked Product | NO | LN | _B | _22 | 12 | 10 | 14
9661355 | 9661355 | 227.2689 | 136.3613 | Industrial Advanced | 0.6 | 0.287 | 639889863279 | BAYING BRACKET E-CU 30X5 MM | FOR PE/PEN FLAT BUSBARS | 4 | 143.1794 | Catalog Non-Stocked Product | NO | LN | _B | _22 | 12 | 10 | 14
9661360 | 9661360 | 381.579 | 228.9474 | Industrial Advanced | 0.6 | 3.377 | 639889848566 | SV BUSBAR | 30X10MM - E-CU | 2 | 240.3948 | Catalog Non-Stocked Product | NO | LN | _B | _22 | 12 | 10 | 14
9661365 | 9661365 | 271.2456 | 162.7474 | Industrial Advanced | 0.6 | 1.653 | 639889848825 | BUSBAR E-CU 30X5 MM 565L MM | FOR PE/PEN APPLICATIONS | 2 | 170.8847 | Catalog Non-Stocked Product | NO | LN | _B | _22 | 12 | 10 | 14
9661380 | 9661380 | 474.7917 | 284.875 | Industrial Advanced | 0.6 | 4.53 | 639889848573 | BUSBAR E-CU 30X10 MM | 765 MM LENGTH | 2 | 299.1188 | Catalog Non-Stocked Product | NO | LN | _B | _22 | 12 | 10 | 14
9661385 | 9661385 | 327.3075 | 196.3845 | Industrial Advanced | 0.6 | 2.348 | 639889848832 | SV BUSBAR | 30X5MM - E-CU | 2 | 206.2037 | Catalog Non-Stocked Product | NO | LN | _B | _22 | 12 | 10 | 14
9665750 | 9665750 | 105.4881 | 63.2929 | Industrial Advanced | 0.6 | 0.615 | 639889017740 | CABLE ENTRY GLAND 14XM25-32 | M25/32 | 1 | 66.4575 | Catalog Non-Stocked Product | NO | LN | _B | _22 | 11 | 10 | 14
9665760 | 9665760 | 154.0863 | 92.4518 | Industrial Advanced | 0.6 | 0.619 | 639889017757 | CABLE ENTRY GLAND 2XM25-32-40 | 1XM32/40/50,2XM40/50/63 | 1 | 97.0744 | Catalog Non-Stocked Product | NO | LN | _B | _22 | 11 | 10 | 14
9665770 | 9665770 | 159.2337 | 95.5402 | Industrial Advanced | 0.6 | 0.752 | 639889017764 | CABLE ENTRY GLAND 32X7-16MM | 4X10-20MM,3X14-26MM | 1 | 100.3172 | Catalog Non-Stocked Product | NO | LN | _B | _22 | 11 | 10 | 14
9665780 | 9665780 | 168.4095 | 101.0457 | Industrial Advanced | 0.6 | 0.86 | 639889017771 | CABLE ENTRY GLAND 2X - 66MM | 2 X UP TO 66MM DIA. | 1 | 106.098 | Catalog Non-Stocked Product | NO | LN | _B | _22 | 11 | 10 | 14
9665785 | 9665785 | 113.019 | 67.8114 | Industrial Advanced | 0.6 | 1.433 | 639889842557 | CABLE ENTRY GLANDS | SOLID | 4 | 71.202 | Catalog Non-Stocked Product | NO | LN | _B | _22 | 11 | 10 | 14
9665913 | 9665913 | 315.3342 | 189.2005 | Industrial Advanced | 0.6 | 11.795 | 639889847620 | CABLE ENTRY GLAND - 850X600MM |  | 1 | 198.6605 | Catalog Non-Stocked Product | NO | LN | _B | _22 | 11 | 50 | 14
9665923 | 9665923 | 371.3961 | 222.8377 | Industrial Advanced | 0.6 | 14.66 | 639889847637 | CABLE ENTRY GLAND - 1100X600MM |  | 1 | 233.9795 | Catalog Non-Stocked Product | NO | LN | _B | _22 | 11 | 50 | 14
9666650 | 9666650 | 16.9864 | 10.1919 | Industrial Advanced | 0.6 | 0.053 | 639889878211 | COVER STRIPS FOR DIN RAIL MODULES | COVER STRIPS FOR DIN RAIL MOUNTED DEVICE MODULES | 5 | 10.7014 | Catalog Non-Stocked Product | NO | LN | _B | _22 | 11 | 10 | 14
9670626 | 9670626 | 1854.9663 | 1112.9798 | Industrial Advanced | 0.6 | 119.048 | 639889843325 | Ri4 MODULAR ENCLOSURE | HWD 2200X600X600 | 1 | 1168.6288 | Catalog Non-Stocked Product | NO | LN | _B | _22 | 11 | 10 | 14
9671384 | 9671384 | 661.2171 | 396.7303 | Industrial Advanced | 0.6 | 8.598 | 639889874053 | RI4 ROOF PLATE 400X800MM | IP4X | 1 | 416.5668 | Catalog Non-Stocked Product | NO | LN | _B | _22 | 11 | 50 | 14
9671386 | 9671386 | 718.9575 | 431.3745 | Industrial Advanced | 0.6 | 10.802 | 639889874060 | RI4 ROOF PLATE 600X800MM | IP4X | 1 | 452.9432 | Catalog Non-Stocked Product | NO | LN | _B | _22 | 11 | 50 | 14
9671388 | 9671388 | 985.1676 | 591.1006 | Industrial Advanced | 0.6 | 13.228 | 639889874077 | RI4 ROOF PLATE 800X800MM | IP4X | 1 | 620.6556 | Catalog Non-Stocked Product | NO | LN | _B | _22 | 11 | 50 | 14
9671546 | 9671546 | 228.9474 | 137.3684 | Industrial Advanced | 0.6 | 5.291 | 639889842533 | CABLE ENTRY GLAND - 400X600MM | WXD 400X600MM | 1 | 144.2369 | Catalog Non-Stocked Product | NO | LN | _B | _22 | 11 | 50 | 14
9671568 | 9671568 | 344.2044 | 206.5226 | Industrial Advanced | 0.6 | 8.289 | 639889874176 | CABLE ENTRY GLAND - 600X800MM | WxD 600x800mm | 1 | 216.8488 | Catalog Non-Stocked Product | NO | LN | _B | _22 | 11 | 50 | 14
9671586 | 9671586 | 344.2044 | 206.5226 | Industrial Advanced | 0.6 | 8.818 | 639889874138 | CABLE ENTRY GLAND - 800X600MM | WxD 800x600mm | 1 | 216.8488 | Catalog Non-Stocked Product | NO | LN | _B | _22 | 11 | 50 | 14
9671588 | 9671588 | 412.0158 | 247.2095 | Industrial Advanced | 0.6 | 14.109 | 639889874183 | CABLE ENTRY GLAND - 800X800MM | WxD 800x800mm | 1 | 259.57 | Catalog Non-Stocked Product | NO | LN | _B | _22 | 11 | 50 | 14
9671646 | 9671646 | 159.2337 | 95.5402 | Industrial Advanced | 0.6 | 7.577 | 639889842434 | Ri4 ROOF PLATE 400X600MM | IP55 SOLID | 1 | 100.3172 | Catalog Non-Stocked Product | NO | LN | _B | _22 | 11 | 50 | 14
9671648 | 9671648 | 203.4342 | 122.0605 | Industrial Advanced | 0.6 | 10.582 | 639889867024 | Ri4 ROOF PLATE 0400W0800D | IP55 SOLID | 1 | 128.1635 | Catalog Non-Stocked Product | NO | LN | _B | _22 | 11 | 50 | 14
9671666 | 9671666 | 174.6759 | 104.8055 | Industrial Advanced | 0.6 | 11.034 | 639889842441 | Ri4 ROOF PLATE 600X600MM | WXD 600X600MM | 1 | 110.0458 | Catalog Non-Stocked Product | NO | LN | _B | _22 | 11 | 50 | 14
9671668 | 9671668 | 254.4606 | 152.6764 | Industrial Advanced | 0.6 | 14.683 | 639889863354 | Ri4 ROOF PLATE 0600W0800D | IP55 SOLID | 1 | 160.3102 | Catalog Non-Stocked Product | NO | LN | _B | _22 | 11 | 50 | 14
9671686 | 9671686 | 234.0948 | 140.4569 | Industrial Advanced | 0.6 | 14.709 | 639889842458 | Ri4 ROOF PLATE 800X600MM | IP55 SOLID | 1 | 147.4797 | Catalog Non-Stocked Product | NO | LN | _B | _22 | 11 | 50 | 14
9671688 | 9671688 | 290.0448 | 174.0269 | Industrial Advanced | 0.6 | 19.797 | 639889863361 | Ri4 ROOF PLATE 0800W0800D | IP55 SOLID | 1 | 182.7282 | Catalog Stocked Product | YES | LS | _B | _22 | 11 | 50 | 14
9671846 | 9671846 | 312.201 | 187.3206 | Industrial Advanced | 0.6 | 10.247 | 639889868281 | Ri4 ROOF PLATE 400X600MM | IP2X - LOUVERS | 1 | 196.6866 | Catalog Non-Stocked Product | NO | LN | _B | _22 | 11 | 50 | 14
9672140 | 9672140 | 456.2163 | 273.7298 | Industrial Advanced | 0.6 | 18.563 | 639889872455 | SV PARTIAL DOOR WXH 400x1000 MM |  | 1 | 287.4163 | Catalog Non-Stocked Product | NO | LN | _B | _22 | 11 | 50 | 14
9672141 | 9672141 | 179.8233 | 107.894 | Industrial Advanced | 0.6 | 4.63 | 639889872462 | SV PARTIAL DOOR WXH 400X150 MM |  | 1 | 113.2887 | Catalog Non-Stocked Product | NO | LN | _B | _22 | 11 | 50 | 14
9672142 | 9672142 | 203.4342 | 122.0605 | Industrial Advanced | 0.6 | 5.214 | 639889872479 | SV PARTIAL DOOR WXH 400X200 MM |  | 1 | 128.1635 | Catalog Non-Stocked Product | NO | LN | _B | _22 | 11 | 50 | 14
9672143 | 9672143 | 225.5904 | 135.3542 | Industrial Advanced | 0.6 | 6.614 | 639889872486 | SV PARTIAL DOOR WXH 400x300 MM |  | 1 | 142.122 | Catalog Non-Stocked Product | NO | LN | _B | _22 | 11 | 50 | 14
9672144 | 9672144 | 247.6347 | 148.5808 | Industrial Advanced | 0.6 | 8.459 | 639889872493 | SV PARTIAL DOOR WXH 400x400 MM |  | 1 | 156.0099 | Catalog Stocked Product | YES | L8 | _B | _22 | 11 | 50 | 14
9672146 | 9672146 | 374.865 | 224.919 | Industrial Advanced | 0.6 | 11.931 | 639889872509 | SV PARTIAL DOOR WXH 400x600 MM |  | 1 | 236.165 | Catalog Non-Stocked Product | NO | LN | _B | _22 | 11 | 50 | 14
9672148 | 9672148 | 415.4847 | 249.2908 | Industrial Advanced | 0.6 | 15.41 | 639889872516 | SV PARTIAL DOOR WXH 400x800 MM |  | 1 | 261.7554 | Catalog Non-Stocked Product | NO | LN | _B | _22 | 11 | 50 | 14
9672150 | 9672150 | 657.972 | 394.7832 | Industrial Advanced | 0.6 | 35.362 | 639889872523 | RI4 PARTIAL DOOR - 2000MM H | FOR 400MM W TS8 | 1 | 414.5224 | Catalog Non-Stocked Product | NO | LN | _B | _22 | 11 | 50 | 14
9672156 | 9672156 | 573.1518 | 343.8911 | Industrial Advanced | 0.6 | 29.101 | 639889872530 | RI4 PARTIAL DOOR - 1600MM H | FOR 400MM W TS8 | 1 | 361.0856 | Catalog Non-Stocked Product | NO | LN | _B | _22 | 11 | 50 | 14
9672158 | 9672158 | 617.1285 | 370.2771 | Industrial Advanced | 0.6 | 32.584 | 639889872547 | RI4 PARTIAL DOOR - 1800MM H | FOR 400MM W TS8 | 1 | 388.791 | Catalog Non-Stocked Product | NO | LN | _B | _22 | 11 | 50 | 14
9672160 | 9672160 | 573.1518 | 343.8911 | Industrial Advanced | 0.6 | 29.321 | 639889872554 | SV PARTIAL DOOR WXH 600X1000 MM |  | 1 | 361.0856 | Catalog Stocked Product | YES | LS | _B | _22 | 11 | 50 | 14
9672161 | 9672161 | 193.3632 | 116.0179 | Industrial Advanced | 0.6 | 6.111 | 639889872561 | SV PARTIAL DOOR WXH 600X150 MM |  | 1 | 121.8188 | Catalog Stocked Product | YES | L8 | _B | _22 | 11 | 50 | 14
9672162 | 9672162 | 220.443 | 132.2658 | Industrial Advanced | 0.6 | 7.348 | 639889872578 | SV PARTIAL DOOR WXH 600X200 MM |  | 1 | 138.8791 | Catalog Stocked Product | YES | LS | _B | _22 | 11 | 50 | 14
9672163 | 9672163 | 261.0627 | 156.6376 | Industrial Advanced | 0.6 | 9.678 | 639889872585 | SV PARTIAL DOOR WXH 600X300 MM |  | 1 | 164.4695 | Catalog Stocked Product | YES | L8 | _B | _22 | 11 | 50 | 14
9672164 | 9672164 | 298.3254 | 178.9952 | Industrial Advanced | 0.6 | 12.108 | 639889872592 | SV PARTIAL DOOR WXH 600X400 MM |  | 1 | 187.945 | Catalog Non-Stocked Product | NO | LN | _B | _22 | 11 | 50 | 14
9672166 | 9672166 | 396.7974 | 238.0784 | Industrial Advanced | 0.6 | 16.446 | 639889872608 | SV PARTIAL DOOR WXH 600X600 MM |  | 1 | 249.9824 | Catalog Stocked Product | YES | LS | _B | _22 | 11 | 50 | 14
9672167 | 9672167 | 518.8803 | 311.3282 | Industrial Advanced | 0.6 | 14.638 | 639889878068 | SV PARTIAL DOOR WXH 600X600 MM | WITH VIEWING PANEL | 1 | 326.8946 | Catalog Stocked Product | YES | LS | _B | _22 | 11 | 50 | 14
9672168 | 9672168 | 500.0811 | 300.0487 | Industrial Advanced | 0.6 | 21.08 | 639889872615 | SV PARTIAL DOOR WXH 600X800 MM |  | 1 | 315.0511 | Catalog Stocked Product | YES | LS | _B | _22 | 11 | 50 | 14
9672169 | 9672169 | 659.5386 | 395.7232 | Industrial Advanced | 0.6 | 18.298 | 639889878075 | SV PARTIAL DOOR WXH 600X800 MM | WITH VIEWING PANEL | 1 | 415.5093 | Catalog Non-Stocked Product | NO | LN | _B | _22 | 11 | 30 | 14
9672170 | 9672170 | 888.486 | 533.0916 | Industrial Advanced | 0.6 | 59.524 | 639889872622 | RI4 PARTIAL DOOR - 2000MM H | FOR 600MM W TS8 | 1 | 559.7462 | Catalog Non-Stocked Product | NO | LN | _B | _22 | 11 | 50 | 14
9672176 | 9672176 | 793.5948 | 476.1569 | Industrial Advanced | 0.6 | 48.501 | 639889872639 | RI4 PARTIAL DOOR - 1600MM H | FOR 600MM W TS8 | 1 | 499.9647 | Catalog Stocked Product | YES | L8 | _B | _22 | 11 | 50 | 14
9672178 | 9672178 | 842.7189 | 505.6313 | Industrial Advanced | 0.6 | 51.367 | 639889872646 | RI4 PARTIAL DOOR - 1800MM H | FOR 600MM W TS8 | 1 | 530.9129 | Catalog Non-Stocked Product | NO | LN | _B | _22 | 11 | 50 | 14
9672180 | 9672180 | 627.4233 | 376.454 | Industrial Advanced | 0.6 | 39.462 | 639889872653 | SV PARTIAL DOOR WXH 800X1000 MM |  | 1 | 395.2767 | Catalog Stocked Product | YES | LS | _B | _22 | 11 | 50 | 14
9672181 | 9672181 | 217.086 | 130.2516 | Industrial Advanced | 0.6 | 7.888 | 639889872660 | SV PARTIAL DOOR WXH 800X150 MM |  | 1 | 136.7642 | Catalog Non-Stocked Product | NO | LN | _B | _22 | 11 | 50 | 14
9672182 | 9672182 | 225.5904 | 135.3542 | Industrial Advanced | 0.6 | 9.44 | 639889872677 | SV PARTIAL DOOR WXH 800X200 MM |  | 1 | 142.122 | Catalog Non-Stocked Product | NO | LN | _B | _22 | 11 | 50 | 14
9672183 | 9672183 | 271.2456 | 162.7474 | Industrial Advanced | 0.6 | 12.48 | 639889872684 | SV PARTIAL DOOR WXH 800X300 MM |  | 1 | 170.8847 | Catalog Non-Stocked Product | NO | LN | _B | _22 | 11 | 50 | 14
9672184 | 9672184 | 312.201 | 187.3206 | Industrial Advanced | 0.6 | 15.432 | 639889872691 | SV PARTIAL DOOR WXH 800X400 MM |  | 1 | 196.6866 | Catalog Non-Stocked Product | NO | LN | _B | _22 | 11 | 50 | 14
9672186 | 9672186 | 391.65 | 234.99 | Industrial Advanced | 0.6 | 21.521 | 639889872707 | SV PARTIAL DOOR WXH 800X600 MM |  | 1 | 246.7395 | Catalog Non-Stocked Product | NO | LN | _B | _22 | 11 | 50 | 14
9672187 | 9672187 | 659.5386 | 395.7232 | Industrial Advanced | 0.6 | 18.21 | 639889878082 | SV PARTIAL DOOR WXH 800X600 MM | WITH VIEWING PANEL | 1 | 415.5093 | Catalog Non-Stocked Product | NO | LN | _B | _22 | 11 | 50 | 14
9672188 | 9672188 | 562.857 | 337.7142 | Industrial Advanced | 0.6 | 28.439 | 639889872714 | SV PARTIAL DOOR WXH 800X800 MM |  | 1 | 354.5999 | Catalog Non-Stocked Product | NO | LN | _B | _22 | 11 | 50 | 14
9672190 | 9672190 | 910.6422 | 546.3853 | Industrial Advanced | 0.6 | 74.956 | 639889872721 | RI4 PARTIAL DOOR - 2000MM H | FOR 800MM W TS8 | 1 | 573.7046 | Catalog Non-Stocked Product | NO | LN | _B | _22 | 11 | 50 | 14
9672196 | 9672196 | 785.0904 | 471.0542 | Industrial Advanced | 0.6 | 59.524 | 639889872738 | RI4 PARTIAL DOOR - 1600MM H | FOR 800MM W TS8 | 1 | 494.607 | Catalog Non-Stocked Product | NO | LN | _B | _22 | 11 | 50 | 14
9672198 | 9672198 | 842.7189 | 505.6313 | Industrial Advanced | 0.6 | 68.342 | 639889872745 | RI4 PARTIAL DOOR - 1800MM H | FOR 800MM W TS8 | 1 | 530.9129 | Catalog Non-Stocked Product | NO | LN | _B | _22 | 11 | 30 | 14
9672314 | 9672314 | 172.9974 | 103.7984 | Industrial Advanced | 0.6 | 2.16 | 639889872752 | FRONT TRIM PANEL TOP - 100MM H | IP54, FOR 400MM W TS8 | 1 | 108.9884 | Catalog Non-Stocked Product | NO | LN | _B | _22 | 11 | 50 | 14
9672316 | 9672316 | 203.4342 | 122.0605 | Industrial Advanced | 0.6 | 3.219 | 639889872769 | FRONT TRIM PANEL TOP - 100MM H | IP54, FOR 600MM W TS8 | 1 | 128.1635 | Catalog Stocked Product | YES | LS | _B | _22 | 11 | 50 | 14
9672318 | 9672318 | 235.7733 | 141.464 | Industrial Advanced | 0.6 | 3.924 | 639889872776 | FRONT TRIM PANEL TOP - 100MM H | IP54, FOR 800MM W TS8 | 1 | 148.5372 | Catalog Stocked Product | YES | LS | _B | _22 | 11 | 50 | 14
9672324 | 9672324 | 223.9119 | 134.3471 | Industrial Advanced | 0.6 | 5.637 | 639889872783 | SV FRONT TRIM PANELS IP 54 TOP | WxH 400x300 MM | 1 | 141.0645 | Catalog Non-Stocked Product | NO | LN | _B | _22 | 11 | 50 | 14
9672326 | 9672326 | 257.7057 | 154.6234 | Industrial Advanced | 0.6 | 7.804 | 639889872790 | SV FRONT TRIM PANELS IP 54 TOP | WxH 600x300 MM | 1 | 162.3546 | Catalog Non-Stocked Product | NO | LN | _B | _22 | 11 | 50 | 14
9672328 | 9672328 | 293.4018 | 176.0411 | Industrial Advanced | 0.6 | 10.467 | 639889872806 | SV FRONT TRIM PANELS IP 54 TOP | WxH 800x300 MM | 1 | 184.8431 | Catalog Non-Stocked Product | NO | LN | _B | _22 | 11 | 50 | 14
9672334 | 9672334 | 195.1536 | 117.0922 | Industrial Advanced | 0.6 | 3.042 | 639889872813 | FRONT TRIM PANEL BTM - 100MM H | IP54, FOR 400MM W TS8 | 1 | 122.9468 | Catalog Non-Stocked Product | NO | LN | _B | _22 | 11 | 50 | 14
9672336 | 9672336 | 218.8764 | 131.3258 | Industrial Advanced | 0.6 | 4.233 | 639889872820 | FRONT TRIM PANEL BTM - 100MM H | IP54, FOR 600MM W TS8 | 1 | 137.8921 | Catalog Stocked Product | YES | LS | _B | _22 | 11 | 50 | 14
9672338 | 9672338 | 250.9917 | 150.595 | Industrial Advanced | 0.6 | 5.269 | 639889872837 | FRONT TRIM PANEL BTM - 100MM H | IP54, FOR 800MM W TS8 | 1 | 158.1248 | Catalog Stocked Product | YES | LS | _B | _22 | 11 | 50 | 14
9672344 | 9672344 | 286.6878 | 172.0127 | Industrial Advanced | 0.6 | 6.607 | 639889878099 | SV FRONT TRIM PANELS IP 54 BOTTOM | WxH 400x300 MM | 1 | 180.6133 | Catalog Non-Stocked Product | NO | LN | _B | _22 | 11 | 50 | 14
9672346 | 9672346 | 303.5847 | 182.1508 | Industrial Advanced | 0.6 | 9.303 | 639889872844 | SV FRONT TRIM PANELS IP 54 BOTTOM | WxH 600x300 MM | 1 | 191.2584 | Catalog Non-Stocked Product | NO | LN | _B | _22 | 11 | 50 | 14
9672348 | 9672348 | 357.8562 | 214.7137 | Industrial Advanced | 0.6 | 11.023 | 639889872851 | SV FRONT TRIM PANELS IP 54 BOTTOM | WxH 800x300 MM | 1 | 225.4494 | Catalog Non-Stocked Product | NO | LN | _B | _22 | 11 | 30 | 14
9672354 | 9672354 | 312.201 | 187.3206 | Industrial Advanced | 0.6 | 5.196 | 639889872868 | FRONT TRIM PANEL BTM - 300MM H | IP54, FOR 400MM W TS8 | 1 | 196.6866 | Catalog Non-Stocked Product | NO | LN | _B | _22 | 11 | 50 | 14
9672356 | 9672356 | 339.2808 | 203.5685 | Industrial Advanced | 0.6 | 6.969 | 639889872875 | FRONT TRIM PANEL BTM - 300MM H | IP54, FOR 600MM W TS8 | 1 | 213.7469 | Catalog Non-Stocked Product | NO | LN | _B | _22 | 11 | 50 | 14
9672358 | 9672358 | 390.0834 | 234.05 | Industrial Advanced | 0.6 | 8.642 | 639889930230 | FRONT TRIM PANEL BTM 300MM H | IP 2X FOR 800MM W TS8 | 1 | 245.7525 | Catalog Non-Stocked Product | NO | LN | _B | _22 | 11 | 50 | 14
9673006 | 9673006 | 228.9474 | 137.3684 | Industrial Advanced | 0.6 | 3.336 | 639889863392 | Ri4 CB SUPPORT RAILS F- 0600W | FOR ENCLOSURE WIDTH 600MM, PACK OF 2 | 2 | 144.2369 | Catalog Stocked Product | YES | L8 | _B | _22 | 11 | 10 | 14
9673008 | 9673008 | 213.729 | 128.2374 | Industrial Advanced | 0.6 | 4.608 | 639889863408 | Ri4 CB SUPPORT RAILS F- 0800W | FOR ENCLOSURE WIDTH 800MM, PACK OF 2 | 2 | 134.6493 | Catalog Non-Stocked Product | NO | LN | _B | _22 | 11 | 10 | 14
9673046 | 9673046 | 210.2601 | 126.1561 | Industrial Advanced | 0.6 | 5.467 | 639889904415 | Ri4 SIDE PANEL MODULES | HxD 600x400MM, PACKS OF 6 | 2 | 132.4639 | Catalog Non-Stocked Product | NO | LN | _B | _22 | 11 | 10 | 14
9673052 | 9673052 | 143.0082 | 85.8049 | Industrial Advanced | 0.6 | 2.024 | 639889842595 | Ri4 SIDE PANEL MODULES | HXD 200X425MM | 6 | 90.0952 | Catalog Non-Stocked Product | NO | LN | _B | _22 | 11 | 50 | 14
9673055 | 9673055 | 134.0562 | 80.4337 | Industrial Advanced | 0.6 | 1.543 | 639889842571 | Ri4 SIDE PANEL MODULES | 150MM H FOR 425MM D | 6 | 84.4554 | Catalog Non-Stocked Product | NO | LN | _B | _22 | 11 | 10 | 14
9673062 | 9673062 | 178.1448 | 106.8869 | Industrial Advanced | 0.6 | 2.63 | 639889842649 | Ri4 SIDE PANEL MODULES | HXD 200X600MM | 6 | 112.2312 | Catalog Stocked Product | YES | L8 | _B | _22 | 11 | 10 | 14
9673063 | 9673063 | 129.2445 | 77.5467 | Industrial Advanced | 0.6 | 4.255 | 639889878105 | Ri4 SIDE PANEL MODULES | HXD 300X600MM | 2 | 81.424 | Catalog Stocked Product | YES | L8 | _B | _22 | 11 | 10 | 14
9673064 | 9673064 | 153.7506 | 92.2504 | Industrial Advanced | 0.6 | 5.622 | 639889878112 | Ri4 SIDE PANEL MODULES | HXD 400X600MM | 2 | 96.8629 | Catalog Non-Stocked Product | NO | LN | _B | _22 | 11 | 10 | 14
9673065 | 9673065 | 146.3652 | 87.8191 | Industrial Advanced | 0.6 | 1.947 | 639889842625 | Ri4 SIDE PANEL MODULES | HXD 150X600MM | 6 | 92.2101 | Catalog Stocked Product | YES | L8 | _B | _22 | 11 | 10 | 14
9673066 | 9673066 | 207.015 | 124.209 | Industrial Advanced | 0.6 | 8.444 | 639889857186 | Ri4 SIDE PANEL MODULES | 600H600D MM | 2 | 130.4194 | Catalog Non-Stocked Product | NO | LN | _B | _22 | 11 | 10 | 14
9673085 | 9673085 | 205.5603 | 123.3362 | Industrial Advanced | 0.6 | 2.668 | 639889855397 | Ri4 SIDE PANEL MODULES | HXD 150X800MM | 6 | 129.503 | Catalog Non-Stocked Product | NO | LN | _B | _22 | 11 | 10 | 14
9673086 | 9673086 | 287.0235 | 172.2141 | Industrial Advanced | 0.6 | 11.574 | 639889855403 | Ri4 SIDE PANEL MODULES | HXD 600X800MM | 2 | 180.8248 | Catalog Non-Stocked Product | NO | LN | _B | _22 | 11 | 10 | 14
9673194 | 9673194 | 114.3618 | 68.6171 | Industrial Advanced | 0.6 | 0.527 | 639889878174 | Ri4POWER GLAND PLATE | FOR 400H SIDE PANEL MODULE | 4 | 72.0479 | Catalog Non-Stocked Product | NO | LN | _B | _22 | 11 | 10 | 14
9673195 | 9673195 | 110.1655 | 66.0993 | Industrial Advanced | 0.6 | 0.137 | 639889878181 | Ri4POWER GLAND PLATE | FOR 150H SIDE PANEL MODULE | 10 | 69.4043 | Catalog Non-Stocked Product | NO | LN | _B | _22 | 11 | 10 | 14
9673404 | 9673404 | 142.4487 | 85.4692 | Industrial Advanced | 0.6 | 0.646 | 639889880924 | Ri4 MOUNTING BRACKET F- DIV ERS |  | 8 | 89.7427 | Catalog Non-Stocked Product | NO | LN | _B | _22 | 11 | 10 | 14
9673405 | 9673405 | 150.8412 | 90.5047 | Industrial Advanced | 0.6 | 0.747 | 639889842755 | Ri4 MOUNTING BRACKET F- DIV ERS | L=427MM | 8 | 95.03 | Catalog Non-Stocked Product | NO | LN | _B | _22 | 11 | 10 | 14
9673406 | 9673406 | 174.6759 | 104.8055 | Industrial Advanced | 0.6 | 0.999 | 639889842762 | Ri4 MOUNTING BRACKET F- DIV ERS | L=552MM | 8 | 110.0458 | Catalog Non-Stocked Product | NO | LN | _B | _22 | 11 | 10 | 14
9673408 | 9673408 | 240.9207 | 144.5524 | Industrial Advanced | 0.6 | 1.378 | 639889863422 | Ri4 MOUNTING BRACKET F-DIV ERS | L=752 | 8 | 151.78 | Catalog Non-Stocked Product | NO | LN | _B | _22 | 11 | 10 | 14
9673426 | 9673426 | 93.6715 | 56.2029 | Industrial Advanced | 0.6 | 2.189 | 639889863446 | Ri4 MOUNTING BRACKET | FOR DIVIDERS / SUPPORT BARS, 552D MM | 2 | 59.013 | Catalog Non-Stocked Product | NO | LN | _B | _22 | 11 | 10 | 14
9673428 | 9673428 | 127.7898 | 76.6739 | Industrial Advanced | 0.6 | 2.967 | 639889873476 | Ri4 MOUNTING BRACKET | FOR ENCLOSURE DEPTH 800MM, PACK OF 2 | 2 | 80.5076 | Catalog Non-Stocked Product | NO | LN | _B | _22 | 11 | 10 | 14
9673444 | 9673444 | 146.3652 | 87.8191 | Industrial Advanced | 0.6 | 2.921 | 639889858756 | Ri4 HORIZONTAL DIVIDER | WXD 400X425MM, PACKS OF 4 | 4 | 92.2101 | Catalog Non-Stocked Product | NO | LN | _B | _22 | 11 | 30 | 14
9673445 | 9673445 | 179.8233 | 107.894 | Industrial Advanced | 0.6 | 4.078 | 639889857698 | Ri4 HORIZONTAL DIVIDER | WxD 400x600MM, PACKS OF 4 | 4 | 113.2887 | Catalog Non-Stocked Product | NO | LN | _B | _22 | 11 | 10 | 14
9673464 | 9673464 | 184.2993 | 110.5796 | Industrial Advanced | 0.6 | 4.61 | 639889842687 | Ri4 HORIZONTAL DIVIDER | WXD 600X425MM | 4 | 116.1086 | Catalog Stocked Product | YES | L8 | _B | _22 | 11 | 10 | 14
9673465 | 9673465 | 235.7733 | 141.464 | Industrial Advanced | 0.6 | 6.349 | 639889842700 | Ri4 HORIZONTAL DIVIDER | WXD 600X600MM | 4 | 148.5372 | Catalog Stocked Product | YES | L8 | _B | _22 | 11 | 10 | 14
9673468 | 9673468 | 296.6469 | 177.9881 | Industrial Advanced | 0.6 | 8.609 | 639889858763 | Ri4 HORIZONTAL DIVIDER | WXD 600X800MM, PACKS OF 4 | 4 | 186.8875 | Catalog Non-Stocked Product | NO | LN | _B | _22 | 11 | 50 | 14
9673483 | 9673483 | 240.0255 | 144.0153 | Industrial Advanced | 0.6 | 5.467 | 639889906631 | Ri4 HORIZONTAL DIVIDER | VENTED, PACKS OF 4 | 4 | 151.2161 | Catalog Non-Stocked Product | NO | LN | _B | _22 | 11 | 70 | 14
9673484 | 9673484 | 272.2527 | 163.3516 | Industrial Advanced | 0.6 | 6.642 | 639889842694 | Ri4 HORIZONTAL DIVIDER | 710X445MM FOR 800MM DEEP | 4 | 171.5192 | Catalog Non-Stocked Product | NO | LN | _B | _22 | 11 | 10 | 14
9673485 | 9673485 | 334.0215 | 200.4129 | Industrial Advanced | 0.6 | 8.748 | 639889842717 | Ri4 HORIZONTAL DIVIDER | 710X588MM FOR 800MM DEEP | 4 | 210.4335 | Catalog Stocked Product | YES | L8 | _B | _22 | 11 | 10 | 14
9673642 | 9673642 | 82.9627 | 49.7776 | Industrial Advanced | 0.6 | 4.222 | 639889863477 | Ri4 PARTIAL MOUNTING PLATE | WITH DUCT 400WX200H | 1 | 52.2665 | Catalog Non-Stocked Product | NO | LN | _B | _22 | 11 | 50 | 14
9673643 | 9673643 | 102.1647 | 61.2988 | Industrial Advanced | 0.6 | 6.27 | 639889858725 | RI4 PARTIAL MOUNTING PLATE | WXH 400X300MM, WITH ASSEMBLY PARTS | 1 | 64.3638 | Catalog Non-Stocked Product | NO | LN | _B | _22 | 11 | 50 | 14
9673646 | 9673646 | 157.4433 | 94.466 | Industrial Advanced | 0.6 | 11.905 | 639889855359 | Ri4 PARTIAL MOUNTING PLATE | WXH 400X600MM, WITH ASSEMBLY PARTS | 1 | 99.1893 | Catalog Non-Stocked Product | NO | LN | _B | _22 | 11 | 50 | 14
9673648 | 9673648 | 163.2621 | 97.9573 | Industrial Advanced | 0.6 | 16.107 | 639889858749 | RI4 PARTIAL MOUNTING PLATE | WXH 400X800MM, WITH ASSEMBLY PARTS | 1 | 102.8551 | Catalog Non-Stocked Product | NO | LN | _B | _22 | 11 | 50 | 14
9673663 | 9673663 | 132.4896 | 79.4938 | Industrial Advanced | 0.6 | 8.503 | 639889842809 | Ri4 PARTIAL MOUNTING PLATE | OUNTING ACCESS | 1 | 83.4684 | Catalog Non-Stocked Product | NO | LN | _B | _22 | 11 | 10 | 14
9673664 | 9673664 | 152.4078 | 91.4447 | Industrial Advanced | 0.6 | 11.206 | 639889842816 | Ri4 PARTIAL MOUNTING PLATE | WXH 600X400MM, WITH ASSEMBLY PARTS | 1 | 96.0169 | Catalog Non-Stocked Product | NO | LN | _B | _22 | 11 | 10 | 14
9673666 | 9673666 | 165.0525 | 99.0315 | Industrial Advanced | 0.6 | 16.437 | 639889842823 | Ri4 PARTIAL MOUNTING PLATE | WXH 600X600MM, WITH ASSEMBLY PARTS | 1 | 103.9831 | Catalog Stocked Product | YES | L8 | _B | _22 | 11 | 10 | 14
9673668 | 9673668 | 200.6367 | 120.382 | Industrial Advanced | 0.6 | 21.667 | 639889842830 | Ri4 PARTIAL MOUNTING PLATE | WITHOUT DUCT 600WX800H | 1 | 126.4011 | Catalog Stocked Product | YES | L8 | _B | _22 | 11 | 10 | 14
9673671 | 9673671 | 244.7253 | 146.8352 | Industrial Advanced | 0.6 | 4.63 | 639889842854 | SV PARTIAL MOUNTING PLATE WITH DUCT | WITHOUT DUCT 600WX150H | 1 | 154.1769 | Catalog Non-Stocked Product | NO | LN | _B | _22 | 11 | 10 | 14
9673672 | 9673672 | 251.2155 | 150.7293 | Industrial Advanced | 0.6 | 5.908 | 639889842861 | SV PARTIAL MOUNTING PLATE WITH DUCT | WXH 600X200MM, WITH ASSEMBLY PARTS | 1 | 158.2658 | Catalog Non-Stocked Product | NO | LN | _B | _22 | 11 | 10 | 14
9673673 | 9673673 | 365.2416 | 219.145 | Industrial Advanced | 0.6 | 8.686 | 639889842885 | SV PARTIAL MOUNTING PLATE WITH DUCT | WITHOUT DUCT 600WX300H | 1 | 230.1022 | Catalog Non-Stocked Product | NO | LN | _B | _22 | 11 | 10 | 14
9673686 | 9673686 | 199.0701 | 119.4421 | Industrial Advanced | 0.6 | 21.14 | 639889842953 | Ri4 PARTIAL MOUNTING PLATE | WITHOUT DUCT 800WX600H | 1 | 125.4142 | Catalog Non-Stocked Product | NO | LN | _B | _22 | 11 | 10 | 14
9674056 | 9674056 | 127.7898 | 76.6739 | Industrial Advanced | 0.6 | 1.486 | 639889860858 | SV SYSTEM CHASSIS | FOR COUPLING SECTION - 600MM | 2 | 80.5076 | Catalog Non-Stocked Product | NO | LN | _B | _22 | 11 | 50 | 14
9674102 | 9674102 | 77.4236 | 46.4542 | Industrial Advanced | 0.6 | 0.78 | 639889857735 | SV SYSTEM ATTACHMENT F. BUSBAR 4x 60x10 | 1-POLE, PACK OF 2 | 2 | 48.7769 | Catalog Non-Stocked Product | NO | LN | _B | _22 | 11 | 10 | 14
9674104 | 9674104 | 86.5323 | 51.9194 | Industrial Advanced | 0.6 | 1.054 | 639889857278 | FLAT-PLS 100 ATTACHMENT RAIL | 1-POLE | 2 | 54.5153 | Catalog Non-Stocked Product | NO | LN | _B | _22 | 11 | 10 | 14
9674122 | 9674122 | 480.9462 | 288.5677 | Industrial Advanced | 0.6 | 2.425 | 639889863521 | FLAT-PLS 60 SYS ATTACH RAIL | 3 OR 4 POLE | 2 | 302.9961 | Catalog Non-Stocked Product | NO | LN | _B | _22 | 11 | 10 | 14
9674124 | 9674124 | 601.6863 | 361.0118 | Industrial Advanced | 0.6 | 3.638 | 639889904422 | SV SYSTEM ATTACHMENT F. BUSBAR 4x100x10 | REAR, FRAME-CHASSIS, 3/4-POLE, PACK OF 2 | 2 | 379.0624 | Catalog Non-Stocked Product | NO | LN | _B | _22 | 11 | 10 | 14
9674152 | 9674152 | 383.1456 | 229.8874 | Industrial Advanced | 0.6 | 2.553 | 639889904439 | SV SYSTEM ATTACHMENT F. BUSBAR 4x 60x10 | REAR AREA 185MM, 3-POLE, PACK OF 2 | 2 | 241.3817 | Catalog Non-Stocked Product | NO | LN | _B | _22 | 11 | 10 | 14
9674162 | 9674162 | 378.222 | 226.9332 | Industrial Advanced | 0.6 | 2.31 | 639889904453 | SV SYSTEM ATTACHMENT F. BUSBAR 4x 60x10 | ROOF/BOTTOM, 3/4POLE, D=600MM, PACK OF 2 | 2 | 238.2799 | Catalog Non-Stocked Product | NO | LN | _B | _22 | 11 | 10 | 14
9674164 | 9674164 | 448.3833 | 269.03 | Industrial Advanced | 0.6 | 2.65 | 639889857261 | FLAT-PLS 100 ATTACHMENT RAIL | 3-POLE, 600D MM, 165 MM BAR CTRS | 2 | 282.4815 | Catalog Non-Stocked Product | NO | LN | _B | _22 | 11 | 10 | 14
9674172 | 9674172 | 440.3265 | 264.1959 | Industrial Advanced | 0.6 | 2.324 | 639889904460 | SV SYSTEM ATTACHMENT F. BUSBAR 4x 60x10 | KOPPELFELD, 3/4-PLG., T=600MM, VE=2ST | 2 | 277.4057 | Catalog Non-Stocked Product | NO | LN | _B | _22 | 11 | 10 | 14
9674174 | 9674174 | 467.9658 | 280.7795 | Industrial Advanced | 0.6 | 2.535 | 639889904477 | SV SYSTEM ATTACHMENT F. BUSBAR 4x100x10 | KOPPELFELD, 3-PLG., T=600MM, VE=2ST | 2 | 294.8185 | Catalog Non-Stocked Product | NO | LN | _B | _22 | 11 | 50 | 14
9674192 | 9674192 | 459.909 | 275.9454 | Industrial Advanced | 0.6 | 2.59 | 639889904484 | SV SYSTEM ATTACHMENT F. BUSBAR 4x 60x10 | COUPLE SET, 3/4-POLE, D=800MM, PACK OF 2 | 2 | 289.7427 | Catalog Non-Stocked Product | NO | LN | _B | _22 | 11 | 10 | 14
9674380 | 9674380 | 978.1179 | 586.8707 | Industrial Advanced | 0.6 | 11.684 | 639889904507 | SV BUSBAR COVER FUSE DISCONNECTOR ENCL. | JM, HEIGTH=2000/2200MM, PACK OF 1 SET | 1 | 616.2143 | Catalog Non-Stocked Product | NO | LN | _B | _22 | 11 | 10 | 14
9674381 | 9674381 | 176.1306 | 105.6784 | Industrial Advanced | 0.6 | 6.001 | 639889904514 | SV FIXING PROFILES FOR BUSBAR COVER | JM, HEIGTH=2000/2200MM, PACK OF 1 SET | 1 | 110.9623 | Catalog Non-Stocked Product | NO | LN | _B | _22 | 11 | 10 | 14
9674410 | 9674410 | 277.1763 | 166.3058 | Industrial Advanced | 0.6 | 2.895 | 639889904569 | SV BUSBAR SUPPORT FUSE DISCONNECT. ENCL. | 3/4-POLE, BUSBAR WIDTH 100MM, PACK of 1 | 1 | 174.6211 | Catalog Non-Stocked Product | NO | LN | _B | _22 | 11 | 10 | 14
9674415 | 9674415 | 260.9508 | 156.5705 | Industrial Advanced | 0.6 | 2.478 | 639889904576 | SV BUSBAR SUPPORT FUSE DISCONNECT. ENCL. | 3/4-POLE, BUSBAR WIDTH 50MM, PACK of 1 | 1 | 164.399 | Catalog Non-Stocked Product | NO | LN | _B | _22 | 11 | 10 | 14
9674416 | 9674416 | 269.1195 | 161.4717 | Industrial Advanced | 0.6 | 2.5 | 639889904583 | SV BUSBAR SUPPORT FUSE DISCONNECT. ENCL. | 3/4-POLE, BUSBAR WIDTH 60MM, PACK of 1 | 1 | 169.5453 | Catalog Non-Stocked Product | NO | LN | _B | _22 | 11 | 10 | 14
9674418 | 9674418 | 272.2527 | 163.3516 | Industrial Advanced | 0.6 | 2.765 | 639889904590 | SV BUSBAR SUPPORT FUSE DISCONNECT. ENCL. | 3/4-POLE, BUSBAR WIDTH 80MM, PACK of 1 | 1 | 171.5192 | Catalog Non-Stocked Product | NO | LN | _B | _22 | 11 | 10 | 14
9674430 | 9674430 | 420.744 | 252.4464 | Industrial Advanced | 0.6 | 3.792 | 639889904606 | SV ENDSUPPORT FUSE DISCONNECT. ENCL. | 3/4-POLE, BUSBAR WIDTH 100MM, PACK OF 1 | 1 | 265.0687 | Catalog Non-Stocked Product | NO | LN | _B | _22 | 11 | 10 | 14
9674436 | 9674436 | 386.3907 | 231.8344 | Industrial Advanced | 0.6 | 3.263 | 639889904620 | SV ENDSUPPORT FUSE DISCONNECT. ENCL. | 3/4-POLE, BUSBAR WIDTH 60MM, PACK OF 1 | 1 | 243.4261 | Catalog Non-Stocked Product | NO | LN | _B | _22 | 11 | 10 | 14
9674438 | 9674438 | 414.03 | 248.418 | Industrial Advanced | 0.6 | 3.668 | 639889904637 | SV ENDSUPPORT FUSE DISCONNECT. ENCL. | 3/4-POLE, BUSBAR WIDTH 80MM, PACK OF 1 | 1 | 260.8389 | Catalog Non-Stocked Product | NO | LN | _B | _22 | 11 | 10 | 14
9674550 | 9674550 | 164.8287 | 98.8972 | Industrial Advanced | 0.6 | 2.82 | 639889872882 | WIRING TRIM PANEL | FOR 400/600MM W TS8 | 1 | 103.8421 | Catalog Non-Stocked Product | NO | LN | _B | _22 | 11 | 50 | 14
9674560 | 9674560 | 183.1803 | 109.9082 | Industrial Advanced | 0.6 | 5.423 | 639889872899 | WIRING TRIM PANEL | FOR 800/1000/1200MM W TS8 | 1 | 115.4036 | Catalog Non-Stocked Product | NO | LN | _B | _22 | 11 | 50 | 14
9674761 | 9674761 | 195.7131 | 117.4279 | Industrial Advanced | 0.6 | 4.409 | 639889842984 | Ri4 SUPPORT FRAME | 600WX150H | 1 | 123.2993 | Catalog Non-Stocked Product | NO | LN | _B | _22 | 11 | 10 | 14
9674782 | 9674782 | 321.153 | 192.6918 | Industrial Advanced | 0.6 | 11.475 | 639889843035 | Ri4 SUPPORT FRAME | 800WX300H | 1 | 202.3264 | Catalog Non-Stocked Product | NO | LN | _B | _22 | 11 | 10 | 14
9674790 | 9674790 | 128.9088 | 77.3453 | Industrial Advanced | 0.6 | 0.044 | 639889883963 | SV PRESSURE STOPPER |  | 4 | 81.2125 | Catalog Non-Stocked Product | NO | LN | _B | _22 | 11 | 10 | 14
9674800 | 9674800 | 220.443 | 132.2658 | Industrial Advanced | 0.6 | 0.152 | 639889875418 | SV LOCK COMPONET | FOR TS DOOR/PARTIAL DOORS | 2 | 138.8791 | Catalog Stocked Product | YES | L8 | _B | _22 | 11 | 10 | 14
9674900 | 9674900 | 518.4327 | 311.0596 | Industrial Advanced | 0.6 | 16.755 | 639889874190 | RI4 PROTECTION COVER 1000MM | FOR NH SLIMLINE FUSE-SWITCH DISCONNECTORS | 1 | 326.6126 | Catalog Non-Stocked Product | NO | LN | _B | _22 | 11 | 10 | 14
9674905 | 9674905 | 105.9805 | 63.5883 | Industrial Advanced | 0.6 | 2.028 | 639889904644 | BLANKING COVER | W=50mm, packs of 2 pcs. | 2 | 66.7677 | Catalog Non-Stocked Product | NO | LN | _B | _22 | 11 | 10 | 14
9674920 | 9674920 | 551.1075 | 330.6645 | Industrial Advanced | 0.6 | 19.841 | 639889874206 | RI4 PROTECTION COVER 1200MM | FOR NH SLIMLINE FUSE-SWITCH DISCONNECTORS | 1 | 347.1977 | Catalog Non-Stocked Product | NO | LN | _B | _22 | 11 | 10 | 14
9674960 | 9674960 | 438.5361 | 263.1217 | Industrial Advanced | 0.6 | 11.155 | 639889874213 | RI4 PROTECTION COVER 600MM | FOR NH SLIMLINE FUSE-SWITCH DISCONNECTORS | 1 | 276.2777 | Catalog Non-Stocked Product | NO | LN | _B | _22 | 11 | 10 | 14
9674980 | 9674980 | 479.4915 | 287.6949 | Industrial Advanced | 0.6 | 13.668 | 639889874220 | RI4 PROTECTION COVER 800MM | FOR NH SLIMLINE FUSE-SWITCH DISCONNECTORS | 1 | 302.0796 | Catalog Non-Stocked Product | NO | LN | _B | _22 | 11 | 10 | 14
9674990 | 9674990 | 604.8195 | 362.8917 | Industrial Advanced | 0.6 | 8.289 | 639889904651 | SV COVER PLATE PERFORATED | WH: 800x1200MM | 1 | 381.0363 | Catalog Non-Stocked Product | NO | LN | _B | _22 | 11 | 10 | 14
9675240 | 9675240 | 1023.885 | 614.331 | Industrial Advanced | 0.6 | 31.129 | 639889860209 | RI4POWER VERTICAL DISTRIBUTION BUSBARS | PLS1600 - 1750MM | 1 | 645.0476 | Catalog Non-Stocked Product | NO | LN | _B | _22 | 12 | 10 | 14
9676002 | 9676002 | 66.5917 | 39.955 | Industrial Advanced | 0.6 | 1.477 | 639889863545 | FLAT-PLS 60 BUSBAR SUPPORT | 1-POLE | 1 | 41.9528 | Catalog Non-Stocked Product | NO | LN | _B | _22 | 11 | 10 | 14
9676017 | 9676017 | 31.8803 | 19.1282 | Industrial Advanced | 0.6 | 0.134 | 639889857322 | FLAT-PLS BUSBAR CLAWS | FOR 2 BAR CONFIGURATION | 1 | 20.0846 | Catalog Non-Stocked Product | NO | LN | _B | _22 | 11 | 10 | 14
9676019 | 9676019 | 43.5739 | 26.1443 | Industrial Advanced | 0.6 | 0.26 | 639889873537 | CLAW FOR 4 FLAT-PLS 10MM BARS | WITHOUT SCREWS | 1 | 27.4515 | Catalog Non-Stocked Product | NO | LN | _B | _22 | 11 | 10 | 14
9676020 | 9676020 | 122.0829 | 73.2497 | Industrial Advanced | 0.6 | 1.587 | 639889884212 | FLAT-PLS 60 BUSBAR SUPPORT | STABILIZER BAR | 1 | 76.9122 | Catalog Non-Stocked Product | NO | LN | _B | _22 | 11 | 10 | 14
9676024 | 9676024 | 140.6583 | 84.395 | Industrial Advanced | 0.6 | 1.574 | 639889857292 | FLAT-PLS 100 STABILISER BAR | FOR 3-POLE SYSTEM | 2 | 88.6147 | Catalog Non-Stocked Product | NO | LN | _B | _22 | 11 | 10 | 14
9676027 | 9676027 | 112.7952 | 67.6771 | Industrial Advanced | 0.6 | 1.658 | 639889857452 | FLAT-PLS 100 STABILISER BAR | FOR 4-POLE SYSTEM, 185 MM BAR CTRS | 2 | 71.061 | Catalog Non-Stocked Product | NO | LN | _B | _22 | 11 | 10 | 14
9676503 | 9676503 | 121.6353 | 72.9812 | Industrial Advanced | 0.6 | 0.227 | 639889870765 | SPACER ROLLS - 30MM | FOR MAXI-PLS AND FLAT COPPER BARS | 4 | 76.6302 | Catalog Non-Stocked Product | NO | LN | _B | _22 | 12 | 10 | 14
9676504 | 9676504 | 149.0508 | 89.4305 | Industrial Advanced | 0.6 | 0.443 | 639889870772 | SPACER ROLLS - 40MM | FOR MAXI-PLS AND FLAT COPPER BARS | 4 | 93.902 | Catalog Non-Stocked Product | NO | LN | _B | _22 | 12 | 10 | 14
9676505 | 9676505 | 210.2601 | 126.1561 | Industrial Advanced | 0.6 | 0.725 | 639889870789 | SPACER ROLLS - 50MM | FOR MAXI-PLS AND FLAT COPPER BARS | 4 | 132.4639 | Catalog Non-Stocked Product | NO | LN | _B | _22 | 12 | 10 | 14
9676520 | 9676520 | 149.7222 | 89.8333 | Industrial Advanced | 0.6 | 1.914 | 639889857407 | FLAT-PLS 100 CONTACT MAKER | FOR 2 BAR CONFIGURATION | 1 | 94.325 | Catalog Non-Stocked Product | NO | LN | _B | _22 | 12 | 10 | 14
9676526 | 9676526 | 124.0971 | 74.4583 | Industrial Advanced | 0.6 | 1.213 | 639889873544 | FLAT-PLS CONTACT MAKER | 2 BUSBARS, W=60MM | 1 | 78.1812 | Catalog Non-Stocked Product | NO | LN | _B | _22 | 12 | 10 | 14
9676540 | 9676540 | 270.6861 | 162.4117 | Industrial Advanced | 0.6 | 4.449 | 639889873568 | FLAT-PLS CONTACT MAKER | 4 BUSBARS, W=100MM | 1 | 170.5322 | Catalog Non-Stocked Product | NO | LN | _B | _22 | 12 | 10 | 14
9676546 | 9676546 | 205.5603 | 123.3362 | Industrial Advanced | 0.6 | 2.765 | 639889873575 | FLAT-PLS CONTACT MAKER | 4 BUSBARS, W=60MM | 1 | 129.503 | Catalog Non-Stocked Product | NO | LN | _B | _22 | 12 | 10 | 14
9676700 | 9676700 | 127.2303 | 76.3382 | Industrial Advanced | 0.6 | 1.349 | 639889857360 | FLAT-PLS CONNECTION PLATE | WITH M12X30 STUD | 1 | 80.1551 | Catalog Non-Stocked Product | NO | LN | _B | _22 | 12 | 10 | 14
9676710 | 9676710 | 39.7581 | 23.8548 | Industrial Advanced | 0.6 | 0.265 | 639889907515 | SV CONNECTION PLATE FOR 1 BOLT M10 | FLAT-PLS, 2-4 BARS, WITHOUT SCREWS | 1 | 25.0476 | Catalog Non-Stocked Product | NO | LN | _B | _22 | 12 | 10 | 14
9676730 | 9676730 | 100.1953 | 60.1172 | Industrial Advanced | 0.6 | 0.721 | 639889857346 | FLAT-PLS CONNECTION TERMINAL | FOR 95-300 MM^2 CABLE | 1 | 63.123 | Catalog Non-Stocked Product | NO | LN | _B | _22 | 11 | 10 | 14
9676747 | 9676747 | 80.3778 | 48.2267 | Industrial Advanced | 0.6 | 0.763 | 639889858053 | FLAT-PLS CONNECTION PLATE | FOR 100MM BUSBAR - FLEXIBAR UP TO 32x1MM | 1 | 50.638 | Catalog Non-Stocked Product | NO | LN | _B | _22 | 11 | 10 | 14
9676748 | 9676748 | 103.0263 | 61.8158 | Industrial Advanced | 0.6 | 1.054 | 639889858060 | FLAT-PLS CONNECTION PLATE | FOR UP TO 2X10X63 MM FLEXIBLE BUSBAR | 1 | 64.9066 | Catalog Non-Stocked Product | NO | LN | _B | _22 | 11 | 10 | 14
9676749 | 9676749 | 102.1647 | 61.2988 | Industrial Advanced | 0.6 | 1.409 | 639889858077 | FLAT-PLS CONNECTION PLATE | FOR 100MM BUSBAR - FLEXIBAR UP TO 100x1MM | 1 | 64.3638 | Catalog Non-Stocked Product | NO | LN | _B | _22 | 11 | 10 | 14
9676806 | 9676806 | 18.7097 | 11.2258 | Industrial Advanced | 0.6 | 0.11 | 639889868168 | FLAT-PLS SCREW CONNECTIONS | M10X60 | 8 | 11.7871 | Catalog Non-Stocked Product | NO | LN | _B | _22 | 11 | 10 | 14
9676807 | 9676807 | 20.0637 | 12.0382 | Industrial Advanced | 0.6 | 0.123 | 639889868175 | FLAT-PLS SCREW CONNECTIONS | M10X70 | 8 | 12.6401 | Catalog Non-Stocked Product | NO | LN | _B | _22 | 11 | 10 | 14
9676808 | 9676808 | 20.6791 | 12.4075 | Industrial Advanced | 0.6 | 0.137 | 639889868182 | FLAT-PLS SCREW CONNECTIONS | M10X80 | 8 | 13.0278 | Catalog Non-Stocked Product | NO | LN | _B | _22 | 11 | 10 | 14
9676809 | 9676809 | 22.5255 | 13.5153 | Industrial Advanced | 0.6 | 0.157 | 639889868199 | FLAT-PLS SCREW CONNECTIONS | M10X90 | 8 | 14.191 | Catalog Non-Stocked Product | NO | LN | _B | _22 | 11 | 10 | 14
9676810 | 9676810 | 25.6027 | 15.3616 | Industrial Advanced | 0.6 | 0.163 | 639889868205 | FLAT-PLS SCREW CONNECTIONS | M10X100 | 8 | 16.1297 | Catalog Non-Stocked Product | NO | LN | _B | _22 | 11 | 10 | 14
9676811 | 9676811 | 26.3413 | 15.8048 | Industrial Advanced | 0.6 | 0.179 | 639889868212 | FLAT-PLS SCREW CONNECTIONS | M10X110 | 8 | 16.595 | Catalog Non-Stocked Product | NO | LN | _B | _22 | 11 | 10 | 14
9676812 | 9676812 | 27.6953 | 16.6171 | Industrial Advanced | 0.6 | 0.192 | 639889857339 | FLAT-PLS SCREW CONNECTIONS | M10X120 | 8 | 17.448 | Catalog Non-Stocked Product | NO | LN | _B | _22 | 11 | 10 | 14
9676813 | 9676813 | 31.0187 | 18.6112 | Industrial Advanced | 0.6 | 0.205 | 639889868229 | FLAT-PLS SCREW CONNECTIONS | M10X130 | 8 | 19.5418 | Catalog Non-Stocked Product | NO | LN | _B | _22 | 11 | 10 | 14
9676814 | 9676814 | 33.1112 | 19.8667 | Industrial Advanced | 0.6 | 0.218 | 639889857384 | FLAT-PLS SCREW CONNECTIONS | M10X140 | 8 | 20.8601 | Catalog Non-Stocked Product | NO | LN | _B | _22 | 11 | 10 | 14
9676815 | 9676815 | 35.9423 | 21.5654 | Industrial Advanced | 0.6 | 0.231 | 639889858084 | FLAT-PLS SCREW CONNECTIONS | M10x150 | 8 | 22.6436 | Catalog Non-Stocked Product | NO | LN | _B | _22 | 11 | 10 | 14
9676816 | 9676816 | 36.1885 | 21.7131 | Industrial Advanced | 0.6 | 0.243 | 639889857353 | FLAT-PLS SCREW CONNECTIONS | M10X160 | 8 | 22.7987 | Catalog Non-Stocked Product | NO | LN | _B | _22 | 11 | 10 | 14
9676817 | 9676817 | 37.9117 | 22.747 | Industrial Advanced | 0.6 | 0.256 | 639889868236 | FLAT-PLS SCREW CONNECTIONS | M10X170 | 8 | 23.8844 | Catalog Non-Stocked Product | NO | LN | _B | _22 | 11 | 10 | 14
9676819 | 9676819 | 65.9986 | 39.5992 | Industrial Advanced | 0.6 | 0.284 | 639889868243 | FLAT-PLS SCREW CONNECTIONS | M10X190 | 8 | 41.5791 | Catalog Non-Stocked Product | NO | LN | _B | _22 | 11 | 10 | 14
9676831 | 9676831 | 65.2377 | 39.1426 | Industrial Advanced | 0.6 | 0.062 | 639889904668 | SV CLAW W. NUT M10 F. FLAT-PLS 2X10MM | (NH-FUSE-SWITCH DISCON. SIZE 00, 185MM) | 3 | 41.0998 | Catalog Non-Stocked Product | NO | LN | _B | _22 | 11 | 10 | 14
9676961 | 9676961 | 24.4949 | 14.6969 | Industrial Advanced | 0.6 | 0.187 | 639889896000 | SCREWS FOR CONNECTION BRACKETS | CONNECTION SCREWS FOR 3 AND 4 POLE CONNECTOR KITS M12 X 40 | 8 | 15.4318 | Catalog Non-Stocked Product | NO | LN | _B | _22 | 11 | 10 | 14
9676966 | 9676966 | 16.371 | 9.8226 | Industrial Advanced | 0.6 | 0.119 | 639889895973 | SCREWS FOR CONNECTION BRACKETS | CONNECTION SCREWS FOR 3 AND 4 POLE CONNECTOR KITS M10 X 40 | 8 | 10.3137 | Catalog Non-Stocked Product | NO | LN | _B | _22 | 11 | 10 | 14
9676967 | 9676967 | 17.9711 | 10.7827 | Industrial Advanced | 0.6 | 0.141 | 639889895980 | SCREWS FOR CONNECTION BRACKETS | CONNECTION SCREWS FOR 3 AND 4 POLE CONNECTOR KITS M10 X 60 | 8 | 11.3218 | Catalog Non-Stocked Product | NO | LN | _B | _22 | 11 | 10 | 14
9676968 | 9676968 | 17.9711 | 10.7827 | Industrial Advanced | 0.6 | 0.163 | 639889895997 | SCREWS FOR CONNECTION BRACKETS | CONNECTION SCREWS FOR 3 AND 4 POLE CONNECTOR KITS M10 X 80 | 8 | 11.3218 | Catalog Non-Stocked Product | NO | LN | _B | _22 | 11 | 10 | 14
9676971 | 9676971 | 16.9864 | 10.1919 | Industrial Advanced | 0.6 | 0.071 | 639889860285 | BOLTS FOR MAXI 1600-2000 CONNECTION SETS | M10 X 35 | 8 | 10.7014 | Catalog Non-Stocked Product | NO | LN | _B | _22 | 11 | 10 | 14
9676972 | 9676972 | 24.0025 | 14.4015 | Industrial Advanced | 0.6 | 0.082 | 639889860292 | BOLTS FOR MAXI 1600-2000 CONNECTION SETS | M10 X 45 | 8 | 15.1216 | Catalog Non-Stocked Product | NO | LN | _B | _22 | 11 | 10 | 14
9676973 | 9676973 | 28.9261 | 17.3557 | Industrial Advanced | 0.6 | 0.093 | 639889860308 | BOLTS FOR MAXI 1600-2000 CONNECTION SETS | M10 X 55 | 8 | 18.2235 | Catalog Non-Stocked Product | NO | LN | _B | _22 | 11 | 10 | 14
9676976 | 9676976 | 34.219 | 20.5314 | Industrial Advanced | 0.6 | 0.108 | 639889860315 | BOLTS FOR MAXI 1600-2000 CONNECTION SETS | M10 X 70 | 8 | 21.558 | Catalog Non-Stocked Product | NO | LN | _B | _22 | 11 | 10 | 14
9676977 | 9676977 | 39.635 | 23.781 | Industrial Advanced | 0.6 | 0.119 | 639889860322 | BOLTS FOR MAXI 1600-2000 CONNECTION SETS | M10 X 80 | 8 | 24.97 | Catalog Non-Stocked Product | NO | LN | _B | _22 | 11 | 10 | 14
9676981 | 9676981 | 28.8031 | 17.2818 | Industrial Advanced | 0.6 | 0.112 | 639889860339 | BOLTS FOR MAXI 3200 CONNECTION SETS | M12 X 40 | 8 | 18.1459 | Catalog Non-Stocked Product | NO | LN | _B | _22 | 11 | 10 | 14
9676982 | 9676982 | 33.6036 | 20.1621 | Industrial Advanced | 0.6 | 0.132 | 639889860346 | BOLTS FOR MAXI 3200 CONNECTION SETS | M12 X 50 | 8 | 21.1702 | Catalog Stocked Product | YES | L8 | _B | _22 | 11 | 10 | 14
9676983 | 9676983 | 40.2504 | 24.1503 | Industrial Advanced | 0.6 | 0.148 | 639889860353 | BOLTS FOR MAXI 3200 CONNECTION SETS | M12 X 60 | 8 | 25.3578 | Catalog Non-Stocked Product | NO | LN | _B | _22 | 11 | 10 | 14
9676986 | 9676986 | 40.1273 | 24.0764 | Industrial Advanced | 0.6 | 0.161 | 639889857704 | BOLTS FOR MAXI 3200 CONNECTION SETS | M12 X 70 | 8 | 25.2802 | Catalog Non-Stocked Product | NO | LN | _B | _22 | 11 | 10 | 14
9676987 | 9676987 | 47.0204 | 28.2122 | Industrial Advanced | 0.6 | 0.179 | 639889857711 | BOLTS FOR MAXI 3200 CONNECTION SETS | M12 X 80 | 8 | 29.6228 | Catalog Non-Stocked Product | NO | LN | _B | _22 | 11 | 10 | 14
9677000 | 9677000 | 390.0834 | 234.05 | Industrial Advanced | 0.6 | 5.864 | 639889871533 | SV NH FUSE-SWITCH DISCONNECTOR SIZE 00 | 3-POLE,160A,690V,SCREW M8 (185mm) | 1 | 245.7525 | Catalog Non-Stocked Product | NO | LN | _B | _22 | 11 | 10 | 14
9677010 | 9677010 | 390.0834 | 234.05 | Industrial Advanced | 0.6 | 5.82 | 639889871540 | SV NH FUSE-SWITCH DISCONNECTOR SIZE 00 | 1-POLE,160A,690V,SCREW M8 (185mm) | 1 | 245.7525 | Catalog Non-Stocked Product | NO | LN | _B | _22 | 11 | 10 | 14
9677015 | 9677015 | 700.494 | 420.2964 | Industrial Advanced | 0.6 | 6.79 | 639889929159 | SV NH FUSE-SWITCH DISCONNECTOR SIZE 00 |  | 1 | 441.3112 | Catalog Non-Stocked Product | NO | LN | _B | _22 | 11 | 10 | 14
9677025 | 9677025 | 390.0834 | 234.05 | Industrial Advanced | 0.6 | 5.864 | 639889871557 | SV NH FUSE-SWITCH DISCONNECTOR SIZE 00 | 3-POLE,160A,690V,BOX TERMINAL (185mm) | 1 | 245.7525 | Catalog Non-Stocked Product | NO | LN | _B | _22 | 11 | 10 | 14
9677060 | 9677060 | 1042.4604 | 625.4762 | Industrial Advanced | 0.6 | 11.287 | 639889929302 | SV NH switch disconnector size 00 160 A |  | 1 | 656.7501 | Catalog Non-Stocked Product | NO | LN | _B | _22 | 11 | 10 | 14
9677065 | 9677065 | 981.1392 | 588.6835 | Industrial Advanced | 0.6 | 11.332 | 639889929319 | SV NH switch disconnector size 00 160 A |  | 1 | 618.1177 | Catalog Non-Stocked Product | NO | LN | _B | _22 | 11 | 10 | 14
9677070 | 9677070 | 1042.4604 | 625.4762 | Industrial Advanced | 0.6 | 11.067 | 639889929326 | SV NH switch disconnector size 00 160 A |  | 1 | 656.7501 | Catalog Non-Stocked Product | NO | LN | _B | _22 | 11 | 10 | 14
9677075 | 9677075 | 981.1392 | 588.6835 | Industrial Advanced | 0.6 | 11.243 | 639889929333 | SV NH switch disconnector size 00 160 A |  | 1 | 618.1177 | Catalog Non-Stocked Product | NO | LN | _B | _22 | 11 | 10 | 14
9677080 | 9677080 | 1697.0754 | 1018.2452 | Industrial Advanced | 0.6 | 12.081 | 639889929340 | SV NH switch disconnector size 00 160 A |  | 1 | 1069.1575 | Catalog Non-Stocked Product | NO | LN | _B | _22 | 11 | 10 | 14
9677085 | 9677085 | 1641.0135 | 984.6081 | Industrial Advanced | 0.6 | 13.051 | 639889929357 | SV NH switch disconnector size 00 160 A |  | 1 | 1033.8385 | Catalog Non-Stocked Product | NO | LN | _B | _22 | 11 | 10 | 14
9677100 | 9677100 | 593.4057 | 356.0434 | Industrial Advanced | 0.6 | 11.42 | 639889871632 | SV NH FUSE-SWITCH DISCONNECTOR SIZE 1 | 3-POLE,250A,690V,BOLT M12 (185mm) | 1 | 373.8456 | Catalog Non-Stocked Product | NO | LN | _B | _22 | 11 | 10 | 14
9677110 | 9677110 | 593.4057 | 356.0434 | Industrial Advanced | 0.6 | 10.891 | 639889871496 | SV NH FUSE-SWITCH DISCONNECTOR SIZE 1 | 1-POLE,250A,690V,BOLT M12 (185mm) | 1 | 373.8456 | Catalog Non-Stocked Product | NO | LN | _B | _22 | 11 | 10 | 14
9677115 | 9677115 | 866.8893 | 520.1336 | Industrial Advanced | 0.6 | 13.272 | 639889929166 | SV NH FUSE-SWITCH DISCONNECTOR SIZE 1 |  | 1 | 546.1403 | Catalog Non-Stocked Product | NO | LN | _B | _22 | 11 | 10 | 14
9677160 | 9677160 | 1565.5929 | 939.3557 | Industrial Advanced | 0.6 | 23.501 | 639889929241 | SV NH switch disconnector size 1 250 A |  | 1 | 986.3235 | Catalog Non-Stocked Product | NO | LN | _B | _22 | 11 | 10 | 14
9677165 | 9677165 | 1644.3705 | 986.6223 | Industrial Advanced | 0.6 | 23.898 | 639889929258 | SV NH switch disconnector size 1 250 A |  | 1 | 1035.9534 | Catalog Non-Stocked Product | NO | LN | _B | _22 | 11 | 10 | 14
9677180 | 9677180 | 2228.3766 | 1337.026 | Industrial Advanced | 0.6 | 28.968 | 639889929265 | SV NH switch disconnector size 1 250 A |  | 1 | 1403.8773 | Catalog Non-Stocked Product | NO | LN | _B | _22 | 11 | 10 | 14
9677200 | 9677200 | 610.4145 | 366.2487 | Industrial Advanced | 0.6 | 11.155 | 639889871649 | SV NH FUSE-SWITCH DISCONNECTOR SIZE 2 | 3-POLE,400A,690V,BOLT M12 (185mm) | 1 | 384.5611 | Catalog Non-Stocked Product | NO | LN | _B | _22 | 11 | 10 | 14
9677210 | 9677210 | 610.4145 | 366.2487 | Industrial Advanced | 0.6 | 10.891 | 639889871502 | SV NH FUSE-SWITCH DISCONNECTOR SIZE 2 | 1-POLE,400A,690V,BOLT M12 (185mm) | 1 | 384.5611 | Catalog Non-Stocked Product | NO | LN | _B | _22 | 11 | 10 | 14
9677215 | 9677215 | 793.1472 | 475.8883 | Industrial Advanced | 0.6 | 13.955 | 639889928312 | SV NH FUSE-SWITCH DISCONNECTOR SIZE 2 |  | 1 | 499.6827 | Catalog Non-Stocked Product | NO | LN | _B | _22 | 11 | 10 | 14
9677260 | 9677260 | 2147.9205 | 1288.7523 | Industrial Advanced | 0.6 | 26.94 | 639889929210 | SV NH switch disconnector size 2 400 A |  | 1 | 1353.1899 | Catalog Non-Stocked Product | NO | LN | _B | _22 | 11 | 10 | 14
9677265 | 9677265 | 2257.6944 | 1354.6166 | Industrial Advanced | 0.6 | 30.864 | 639889929227 | SV NH switch disconnector size 2 400 A |  | 1 | 1422.3475 | Catalog Non-Stocked Product | NO | LN | _B | _22 | 11 | 10 | 14
9677280 | 9677280 | 2931.5562 | 1758.9337 | Industrial Advanced | 0.6 | 32.055 | 639889929234 | SV NH switch disconnector size 2 400 A |  | 1 | 1846.8804 | Catalog Non-Stocked Product | NO | LN | _B | _22 | 11 | 10 | 14
9677300 | 9677300 | 661.2171 | 396.7303 | Industrial Advanced | 0.6 | 12.919 | 639889871656 | SV NH FUSE-SWITCH DISCONNECTOR SIZE 3 | 3-POLE,630A,690V,BOLT M12 (185mm) | 1 | 416.5668 | Catalog Non-Stocked Product | NO | LN | _B | _22 | 11 | 10 | 14
9677310 | 9677310 | 661.2171 | 396.7303 | Industrial Advanced | 0.6 | 12.654 | 639889871519 | SV NH FUSE-SWITCH DISCONNECTOR SIZE 3 | 1-POLE,630A,690V,BOLT M12 (185mm) | 1 | 416.5668 | Catalog Non-Stocked Product | NO | LN | _B | _22 | 11 | 10 | 14
9677315 | 9677315 | 939.4005 | 563.6403 | Industrial Advanced | 0.6 | 15.432 | 639889871663 | SV NH FUSE-SWITCH DISCONNECTOR SIZE 3 | EFM,3-POLE,630A,690V,BOLT M12 (185mm) | 1 | 591.8223 | Catalog Non-Stocked Product | NO | LN | _B | _22 | 11 | 10 | 14
9677340 | 9677340 | 1823.8581 | 1094.3149 | Industrial Advanced | 0.6 | 31.746 | 639889871526 | SV NH FUSE-SWITCH DISCON.(DOUBLE) SIZE 3 | 3-POLE,1250A,690V,BOLT M12 (185mm) | 1 | 1149.0306 | Catalog Non-Stocked Product | NO | LN | _B | _22 | 11 | 10 | 14
9677360 | 9677360 | 2511.3717 | 1506.823 | Industrial Advanced | 0.6 | 32.628 | 639889929272 | SV NH switch disconnector size 3 630 A |  | 1 | 1582.1642 | Catalog Non-Stocked Product | NO | LN | _B | _22 | 11 | 10 | 14
9677365 | 9677365 | 2450.9457 | 1470.5674 | Industrial Advanced | 0.6 | 33.686 | 639889929289 | SV NH switch disconnector size 3 630 A |  | 1 | 1544.0958 | Catalog Non-Stocked Product | NO | LN | _B | _22 | 11 | 10 | 14
9677380 | 9677380 | 3064.1577 | 1838.4946 | Industrial Advanced | 0.6 | 34.656 | 639889929296 | SV NH switch disconnector size 3 630 A |  | 1 | 1930.4194 | Catalog Non-Stocked Product | NO | LN | _B | _22 | 11 | 10 | 14
9677400 | 9677400 | 20.4329 | 12.2598 | Industrial Advanced | 0.6 | 0.441 | 639889929425 | SV CONNECTION SPACE COVER BOTT.(185MM) |  | 1 | 12.8728 | Catalog Non-Stocked Product | NO | LN | _B | _22 | 11 | 10 | 14
9677405 | 9677405 | 20.4329 | 12.2598 | Industrial Advanced | 0.6 | 0.419 | 639889929432 | SV CONNECTION SPACE COVER TOP (185MM) |  | 1 | 12.8728 | Catalog Non-Stocked Product | NO | LN | _B | _22 | 11 | 10 | 14
9677410 | 9677410 | 30.6494 | 18.3896 | Industrial Advanced | 0.6 | 0.705 | 639889929449 | SV CONNECTION SPACE COVER (185MM) |  | 1 | 19.3091 | Catalog Non-Stocked Product | NO | LN | _B | _22 | 11 | 10 | 14
9677418 | 9677418 | 22.7717 | 13.663 | Industrial Advanced | 0.6 | 0.031 | 639889929944 | SV Mikro-Switch (185 mm) |  | 1 | 14.3461 | Catalog Non-Stocked Product | NO | LN | _B | _22 | 11 | 10 | 14
9677420 | 9677420 | 45.9126 | 27.5475 | Industrial Advanced | 0.6 | 0.095 | 639889929531 | SV PRISM TERMINAL 10-95 QMM PU 3 |  | 3 | 28.9249 | Catalog Non-Stocked Product | NO | LN | _B | _22 | 11 | 10 | 14
9677430 | 9677430 | 156.7719 | 94.0631 | Industrial Advanced | 0.6 | 0.269 | 639889929548 | SV V-CONNECTION CLAMP (185MM) PU 3 |  | 3 | 98.7663 | Catalog Non-Stocked Product | NO | LN | _B | _22 | 11 | 10 | 14
9677435 | 9677435 | 295.5279 | 177.3167 | Industrial Advanced | 0.6 | 0.639 | 639889929555 | SV Box terminal 70-240 mm² (185 mm) |  | 3 | 186.1826 | Catalog Non-Stocked Product | NO | LN | _B | _22 | 11 | 10 | 14
9677440 | 9677440 | 200.4129 | 120.2477 | Industrial Advanced | 0.6 | 0.287 | 639889929562 | SV V-CONNECTION CLAMP (185MM) PU 3 |  | 3 | 126.2601 | Catalog Non-Stocked Product | NO | LN | _B | _22 | 11 | 10 | 14
9677445 | 9677445 | 256.4748 | 153.8849 | Industrial Advanced | 0.6 | 0.657 | 639889929579 | SV Box terminal 185-300 mm² (185 mm) |  | 3 | 161.5791 | Catalog Non-Stocked Product | NO | LN | _B | _22 | 11 | 10 | 14
9677450 | 9677450 | 67.2071 | 40.3243 | Industrial Advanced | 0.6 | 0.165 | 639889929500 | SV CONTACT CLAMP (185MM) PU 3 |  | 3 | 42.3405 | Catalog Non-Stocked Product | NO | LN | _B | _22 | 11 | 10 | 14
9677460 | 9677460 | 178.3686 | 107.0212 | Industrial Advanced | 0.6 | 0.346 | 639889929517 | SV CONTACT CLAMP (185MM) PU 3 |  | 3 | 112.3722 | Catalog Non-Stocked Product | NO | LN | _B | _22 | 11 | 10 | 14
9677470 | 9677470 | 33.9728 | 20.3837 | Industrial Advanced | 0.6 | 0.115 | 639889869059 | SV BUSBAR TERMINAL 185MM | F. NH FUSE-SWITCH DISCONNECTOR SIZE 00, PU=3 | 3 | 21.4029 | Catalog Non-Stocked Product | NO | LN | _B | _22 | 11 | 10 | 14
9677480 | 9677480 | 84.809 | 50.8854 | Industrial Advanced | 0.6 | 0.218 | 639889871670 | SV BUSBAR TERMINAL 185MM | F. NH FUSE-SWITCH DISCONNECTOR SIZE 1-3 PU=3 | 3 | 53.4297 | Catalog Non-Stocked Product | NO | LN | _B | _22 | 11 | 10 | 14
9677485 | 9677485 | 184.1874 | 110.5124 | Industrial Advanced | 0.6 | 0.337 | 639889929524 | SV Contact clamp (185 mm) |  | 3 | 116.0381 | Catalog Non-Stocked Product | NO | LN | _B | _22 | 11 | 10 | 14
9677500 | 9677500 | 338.8332 | 203.2999 | Industrial Advanced | 0.6 | 2.072 | 639889929791 | SV BUSBAR SUPPORT 3-POLE 185MM |  | 2 | 213.4649 | Catalog Non-Stocked Product | NO | LN | _B | _22 | 11 | 10 | 14
9677511 | 9677511 | 314.2152 | 188.5291 | Industrial Advanced | 0.6 | 7.584 | 639889929814 | SV System attachment for VX 25 |  | 1 | 197.9556 | Catalog Non-Stocked Product | NO | LN | _B | _22 | 11 | 10 | 14
9677521 | 9677521 | 327.3075 | 196.3845 | Industrial Advanced | 0.6 | 8.245 | 639889929821 | SV System attachment for VX 25 |  | 1 | 206.2037 | Catalog Non-Stocked Product | NO | LN | _B | _22 | 11 | 10 | 14
9677531 | 9677531 | 425.8914 | 255.5348 | Industrial Advanced | 0.6 | 11.332 | 639889929838 | SV System attachment for VX 25 |  | 1 | 268.3116 | Catalog Non-Stocked Product | NO | LN | _B | _22 | 11 | 10 | 14
9677541 | 9677541 | 431.7102 | 259.0261 | Industrial Advanced | 0.6 | 12.213 | 639889929845 | SV System attachment for VX 25 |  | 1 | 271.9774 | Catalog Non-Stocked Product | NO | LN | _B | _22 | 11 | 10 | 14
9677550 | 9677550 | 359.3109 | 215.5865 | Industrial Advanced | 0.6 | 4.872 | 639889929883 | SV CONTACT HAZARD PROTECTION W 600MM |  | 1 | 226.3659 | Catalog Non-Stocked Product | NO | LN | _B | _22 | 11 | 10 | 14
9677560 | 9677560 | 554.3526 | 332.6116 | Industrial Advanced | 0.6 | 7.959 | 639889929890 | SV CONTACT HAZARD PROTECTION W 800MM |  | 1 | 349.2421 | Catalog Non-Stocked Product | NO | LN | _B | _22 | 11 | 10 | 14
9677570 | 9677570 | 815.0796 | 489.0478 | Industrial Advanced | 0.6 | 11.001 | 639889929906 | SV CONTACT HAZARD PROTECTION W 1000MM |  | 1 | 513.5001 | Catalog Non-Stocked Product | NO | LN | _B | _22 | 11 | 10 | 14
9677580 | 9677580 | 960.8853 | 576.5312 | Industrial Advanced | 0.6 | 12.831 | 639889929913 | SV CONTACT HAZARD PROTECTION W 1200MM |  | 1 | 605.3577 | Catalog Non-Stocked Product | NO | LN | _B | _22 | 11 | 10 | 14
9677600 | 9677600 | 55.6367 | 33.382 | Industrial Advanced | 0.6 | 0.529 | 639889929784 | SV END COVER F. SV 9677500 (185MM) |  | 2 | 35.0511 | Catalog Non-Stocked Product | NO | LN | _B | _22 | 11 | 10 | 14
9677610 | 9677610 | 71.146 | 42.6876 | Industrial Advanced | 0.6 | 1.102 | 639889896109 | SV BUSBAR CONNECTOR F. E-CU W 40MM |  | 1 | 44.822 | Catalog Non-Stocked Product | NO | LN | _B | _22 | 12 | 10 | 14
9677620 | 9677620 | 110.5348 | 66.3209 | Industrial Advanced | 0.6 | 1.587 | 639889929807 | SV BUSBAR CONNECTOR F. E-CU W 60MM |  | 1 | 69.6369 | Catalog Non-Stocked Product | NO | LN | _B | _22 | 12 | 10 | 14
9677640 | 9677640 | 252.2226 | 151.3336 | Industrial Advanced | 0.6 | 2.205 | 639889929920 | SV CONTACT HAZARD PROTECTION |  | 1 | 158.9002 | Catalog Non-Stocked Product | NO | LN | _B | _22 | 11 | 10 | 14
9677700 | 9677700 | 2172.9861 | 1303.7917 | Industrial Advanced | 0.6 | 33.686 | 639889929388 | SV COMPONENT ADAPTOR 1000A 690V |  | 1 | 1368.9812 | Catalog Non-Stocked Product | NO | LN | _B | _22 | 11 | 10 | 14
9677705 | 9677705 | 1933.9677 | 1160.3806 | Industrial Advanced | 0.6 | 31.085 | 639889929395 | SV COMPONENT ADAPTOR 1000A 690V |  | 1 | 1218.3997 | Catalog Non-Stocked Product | NO | LN | _B | _22 | 11 | 10 | 14
9677710 | 9677710 | 2662.6605 | 1597.5963 | Industrial Advanced | 0.6 | 48.942 | 639889929401 | SV COMPONENT ADAPTOR 1600A 690V |  | 1 | 1677.4761 | Catalog Non-Stocked Product | NO | LN | _B | _22 | 11 | 10 | 14
9677715 | 9677715 | 2428.9014 | 1457.3408 | Industrial Advanced | 0.6 | 47.178 | 639889929418 | SV COMPONENT ADAPTOR 1600A 690V |  | 1 | 1530.2079 | Catalog Non-Stocked Product | NO | LN | _B | _22 | 11 | 10 | 14
9677730 | 9677730 | 1020.6399 | 612.3839 | Industrial Advanced | 0.6 | 19.195 | 639889929586 | SV CONNECTOR KIT F. SV 9677700/705 |  | 1 | 643.0031 | Catalog Non-Stocked Product | NO | LN | _B | _22 | 11 | 10 | 14
9677740 | 9677740 | 903.7044 | 542.2226 | Industrial Advanced | 0.6 | 18.563 | 639889929593 | SV CONNECTOR KIT F. SV 9677710/715 |  | 1 | 569.3338 | Catalog Non-Stocked Product | NO | LN | _B | _22 | 11 | 10 | 14
9677750 | 9677750 | 1242.6495 | 745.5897 | Industrial Advanced | 0.6 | 22.84 | 639889929609 | SV CONNECTOR KIT F. SV 9677710/715 |  | 1 | 782.8692 | Catalog Non-Stocked Product | NO | LN | _B | _22 | 11 | 10 | 14
9677760 | 9677760 | 1109.9361 | 665.9617 | Industrial Advanced | 0.6 | 21.142 | 639889929616 | SV CONNECTOR KIT F. SV 9677710/715 |  | 1 | 699.2597 | Catalog Non-Stocked Product | NO | LN | _B | _22 | 11 | 10 | 14
9677770 | 9677770 | 1982.1966 | 1189.318 | Industrial Advanced | 0.6 | 14.614 | 639889929364 | SV COMPONENT ADAPTOR 630A 690V |  | 1 | 1248.7839 | Catalog Non-Stocked Product | NO | LN | _B | _22 | 11 | 10 | 14
9677780 | 9677780 | 1910.8044 | 1146.4826 | Industrial Advanced | 0.6 | 13.933 | 639889929371 | SV COMPONENT ADAPTOR 630A 690V |  | 1 | 1203.8068 | Catalog Non-Stocked Product | NO | LN | _B | _22 | 11 | 10 | 14
9677792 | 9677792 | 396.0141 | 237.6085 | Industrial Advanced | 0.6 | 2.778 | 639889929623 | SV CONTACT HAZARD PROTECTION |  | 1 | 249.4889 | Catalog Non-Stocked Product | NO | LN | _B | _22 | 11 | 10 | 14
9677794 | 9677794 | 396.0141 | 237.6085 | Industrial Advanced | 0.6 | 2.866 | 639889929630 | SV CONTACT HAZARD PROTECTION |  | 1 | 249.4889 | Catalog Non-Stocked Product | NO | LN | _B | _22 | 11 | 10 | 14
9677796 | 9677796 | 445.362 | 267.2172 | Industrial Advanced | 0.6 | 2.778 | 639889929647 | SV CONTACT HAZARD PROTECTION |  | 1 | 280.5781 | Catalog Non-Stocked Product | NO | LN | _B | _22 | 11 | 10 | 14
9677798 | 9677798 | 445.362 | 267.2172 | Industrial Advanced | 0.6 | 2.866 | 639889929654 | SV CONTACT HAZARD PROTECTION |  | 1 | 280.5781 | Catalog Non-Stocked Product | NO | LN | _B | _22 | 11 | 10 | 14
9677810 | 9677810 | 138.5322 | 83.1193 | Industrial Advanced | 0.6 | 0.408 | 639889929456 | SV CURRENT CONVERTER 150-5A (185MM) |  | 1 | 87.2753 | Catalog Non-Stocked Product | NO | LN | _B | _22 | 11 | 10 | 14
9677840 | 9677840 | 207.6864 | 124.6118 | Industrial Advanced | 0.6 | 0.721 | 639889929463 | SV CURRENT CONVERTER 200-5A (185MM) |  | 1 | 130.8424 | Catalog Non-Stocked Product | NO | LN | _B | _22 | 11 | 10 | 14
9677860 | 9677860 | 207.6864 | 124.6118 | Industrial Advanced | 0.6 | 0.683 | 639889929470 | SV CURRENT CONVERTER 250-5A (185MM) |  | 1 | 130.8424 | Catalog Non-Stocked Product | NO | LN | _B | _22 | 11 | 10 | 14
9677870 | 9677870 | 207.6864 | 124.6118 | Industrial Advanced | 0.6 | 0.683 | 639889929487 | SV CURRENT CONVERTER 400-5A (185MM) |  | 1 | 130.8424 | Catalog Non-Stocked Product | NO | LN | _B | _22 | 11 | 10 | 14
9677880 | 9677880 | 316.3413 | 189.8048 | Industrial Advanced | 0.6 | 0.705 | 639889929494 | SV CURRENT CONVERTER 600-5A (185MM) |  | 1 | 199.295 | Catalog Non-Stocked Product | NO | LN | _B | _22 | 11 | 10 | 14
9677900 | 9677900 | 871.8129 | 523.0877 | Industrial Advanced | 0.6 | 11.023 | 639889929692 | SV CONNECTION ADAPTOR 800A 690V |  | 1 | 549.2421 | Catalog Non-Stocked Product | NO | LN | _B | _22 | 11 | 10 | 14
9677905 | 9677905 | 3791.9553 | 2275.1732 | Industrial Advanced | 0.6 | 25.353 | 639889929708 | SV CONNECTION ADAPTOR 1400A 690V |  | 1 | 2388.9318 | Catalog Non-Stocked Product | NO | LN | _B | _22 | 11 | 10 | 14
9677910 | 9677910 | 303.6966 | 182.218 | Industrial Advanced | 0.6 | 2.165 | 639889929661 | SV CONNECTION BLOCK F. LAM. COPPER BARS |  | 1 | 191.3289 | Catalog Non-Stocked Product | NO | LN | _B | _22 | 11 | 10 | 14
9677915 | 9677915 | 452.9712 | 271.7827 | Industrial Advanced | 0.6 | 2.976 | 639889929678 | SV CONNECTION BLOCK 2x300QMM |  | 1 | 285.3719 | Catalog Non-Stocked Product | NO | LN | _B | _22 | 11 | 10 | 14
9677920 | 9677920 | 596.2032 | 357.7219 | Industrial Advanced | 0.6 | 3.66 | 639889929685 | SV CONNECTION BLOCK 4xM12 |  | 1 | 375.608 | Catalog Non-Stocked Product | NO | LN | _B | _22 | 11 | 10 | 14
9680005 | 9680005 | 5210.064 | 3126.0384 | Industrial Advanced | 0.6 | 300.265 | 639889929173 | VX Fuse-switch-disconnector enclosure |  | 1 | 3282.3403 | Catalog Non-Stocked Product | NO | LN | _B | _22 | 11 | 10 | 14
9680025 | 9680025 | 5852.5938 | 3511.5563 | Industrial Advanced | 0.6 | 322.751 | 639889929180 | VX Fuse-switch-disconnector enclosure |  | 1 | 3687.1341 | Catalog Non-Stocked Product | NO | LN | _B | _22 | 11 | 10 | 14
9680207 | 9680207 | 5643.2289 | 3385.9373 | Industrial Advanced | 0.6 | 366.402 | 639889929197 | VX Fuse-switch-disconnector enclosure |  | 1 | 3555.2342 | Catalog Non-Stocked Product | NO | LN | _B | _22 | 11 | 10 | 14
9680227 | 9680227 | 6454.7277 | 3872.8366 | Industrial Advanced | 0.6 | 388.889 | 639889929203 | VX Fuse-switch-disconnector enclosure |  | 1 | 4066.4785 | Catalog Non-Stocked Product | NO | LN | _B | _22 | 11 | 10 | 14
9680406 | 9680406 | 1176.5166 | 705.91 | Industrial Advanced | 0.6 | 80.247 | 639889912175 | VX Modular 2000x400x600 |  | 1 | 741.2055 | Catalog Non-Stocked Product | NO | LN | _B | _22 | 11 | 10 | 14
9680408 | 9680408 | 1215.9054 | 729.5432 | Industrial Advanced | 0.6 | 88.624 | 639889912182 | VX Modular 2000x400x800 |  | 1 | 766.0204 | Catalog Non-Stocked Product | NO | LN | _B | _22 | 11 | 10 | 14
9680426 | 9680426 | 1296.0258 | 777.6155 | Industrial Advanced | 0.6 | 84.877 | 639889912199 | VX Modular 2200x400x600 |  | 1 | 816.4963 | Catalog Non-Stocked Product | NO | LN | _B | _22 | 11 | 10 | 14
9680428 | 9680428 | 1375.9224 | 825.5534 | Industrial Advanced | 0.6 | 77.16 | 639889912205 | VX Modular 2200x400x800 |  | 1 | 866.8311 | Catalog Non-Stocked Product | NO | LN | _B | _22 | 11 | 10 | 14
9680606 | 9680606 | 1356.8994 | 814.1396 | Industrial Advanced | 0.6 | 99.647 | 639889912212 | VX Modular 2000x600x600 |  | 1 | 854.8466 | Catalog Non-Stocked Product | NO | LN | _B | _22 | 11 | 10 | 14
9680608 | 9680608 | 1410.9471 | 846.5683 | Industrial Advanced | 0.6 | 108.466 | 639889912229 | VX Modular 2000x600x800 |  | 1 | 888.8967 | Catalog Non-Stocked Product | NO | LN | _B | _22 | 11 | 10 | 14
9680626 | 9680626 | 1421.4657 | 852.8794 | Industrial Advanced | 0.6 | 108.025 | 639889912236 | VX Modular 2200x600x600 |  | 1 | 895.5234 | Catalog Non-Stocked Product | NO | LN | _B | _22 | 11 | 10 | 14
9680628 | 9680628 | 1521.1686 | 912.7012 | Industrial Advanced | 0.6 | 115.079 | 639889912243 | VX Modular 2200x600x800 |  | 1 | 958.3362 | Catalog Non-Stocked Product | NO | LN | _B | _22 | 11 | 10 | 14
9680806 | 9680806 | 1500.1314 | 900.0788 | Industrial Advanced | 0.6 | 118.607 | 639889912250 | VX Modular 2000x800x600 |  | 1 | 945.0828 | Catalog Non-Stocked Product | NO | LN | _B | _22 | 11 | 10 | 14
9680808 | 9680808 | 1552.5006 | 931.5004 | Industrial Advanced | 0.6 | 140.212 | 639889912267 | VX Modular 2000x800x800 |  | 1 | 978.0754 | Catalog Non-Stocked Product | NO | LN | _B | _22 | 11 | 10 | 14
9680826 | 9680826 | 1620.7596 | 972.4558 | Industrial Advanced | 0.6 | 128.307 | 639889912274 | VX Modular 2200x800x600 |  | 1 | 1021.0785 | Catalog Non-Stocked Product | NO | LN | _B | _22 | 11 | 10 | 14
9680828 | 9680828 | 1720.4625 | 1032.2775 | Industrial Advanced | 0.6 | 139.991 | 639889912281 | VX Modular 2200x800x800 |  | 1 | 1083.8914 | Catalog Non-Stocked Product | NO | LN | _B | _22 | 11 | 10 | 14
9681204 | 9681204 | 213.8409 | 128.3045 | Industrial Advanced | 0.6 | 0.141 | 639889913332 | SV PERFORATED STRIPS FOR VX 400MM DOOR | L: 198 mm, for partial door W: 400 mm | 10 | 134.7198 | Catalog Non-Stocked Product | NO | LN | _B | _22 | 11 | 10 | 14
9681206 | 9681206 | 240.9207 | 144.5524 | Industrial Advanced | 0.6 | 0.282 | 639889913349 | SV PERFORATED STRIPS FOR VX 600MM DOOR | L: 398 mm, for partial door W: 600 mm | 10 | 151.78 | Catalog Non-Stocked Product | NO | LN | _B | _22 | 11 | 10 | 14
9681208 | 9681208 | 284.7855 | 170.8713 | Industrial Advanced | 0.6 | 0.421 | 639889913356 | SV PERFORATED STRIPS FOR VX 800MM DOOR | L: 598 mm, for partial door W: 800 mm | 10 | 179.4149 | Catalog Non-Stocked Product | NO | LN | _B | _22 | 11 | 10 | 14
9681514 | 9681514 | 286.6878 | 172.0127 | Industrial Advanced | 0.6 | 11.464 | 639889912441 | VX CABLE ENTRY GLAND - 1100X400MM | WD: 1100x400 mm | 1 | 180.6133 | Catalog Non-Stocked Product | NO | LN | _B | _22 | 11 | 10 | 14
9681516 | 9681516 | 371.3961 | 222.8377 | Industrial Advanced | 0.6 | 14.771 | 639889912458 | VX CABLE ENTRY GLAND - 1100X600MM | WD: 1100x600 mm | 1 | 233.9795 | Catalog Non-Stocked Product | NO | LN | _B | _22 | 11 | 10 | 14
9681546 | 9681546 | 228.9474 | 137.3684 | Industrial Advanced | 0.6 | 3.351 | 639889912465 | VX CABLE ENTRY GLAND - 400X600MM | WD: 400x600 mm | 1 | 144.2369 | Catalog Non-Stocked Product | NO | LN | _B | _22 | 11 | 10 | 14
9681548 | 9681548 | 421.0797 | 252.6478 | Industrial Advanced | 0.6 | 7.54 | 639889912472 | VX CABLE ENTRY GLAND - 400X800MM | WD: 400x800 mm | 1 | 265.2802 | Catalog Non-Stocked Product | NO | LN | _B | _22 | 11 | 10 | 14
9681564 | 9681564 | 212.0505 | 127.2303 | Industrial Advanced | 0.6 | 6.437 | 639889912489 | VX CABLE ENTRY GLAND - 600X400MM | WD: 600x400 mm | 1 | 133.5918 | Catalog Non-Stocked Product | NO | LN | _B | _22 | 11 | 10 | 14
9681566 | 9681566 | 278.2953 | 166.9772 | Industrial Advanced | 0.6 | 8.818 | 639889912496 | VX CABLE ENTRY GLAND - 600X600MM | WD: 600x600 mm | 1 | 175.326 | Catalog Non-Stocked Product | NO | LN | _B | _22 | 11 | 10 | 14
9681568 | 9681568 | 344.2044 | 206.5226 | Industrial Advanced | 0.6 | 8.774 | 639889912502 | VX CABLE ENTRY GLAND - 600X800MM | WD: 600x800 mm | 1 | 216.8488 | Catalog Non-Stocked Product | NO | LN | _B | _22 | 11 | 10 | 14
9681586 | 9681586 | 344.2044 | 206.5226 | Industrial Advanced | 0.6 | 9.656 | 639889912519 | VX CABLE ENTRY GLAND - 800X600MM | WD: 800x600 mm | 1 | 216.8488 | Catalog Non-Stocked Product | NO | LN | _B | _22 | 11 | 10 | 14
9681588 | 9681588 | 412.0158 | 247.2095 | Industrial Advanced | 0.6 | 14.418 | 639889912526 | VX CABLE ENTRY GLAND - 800X800MM | WD: 800x800 mm | 1 | 259.57 | Catalog Non-Stocked Product | NO | LN | _B | _22 | 11 | 10 | 14
9681594 | 9681594 | 250.9917 | 150.595 | Industrial Advanced | 0.6 | 8.907 | 639889912533 | VX CABLE ENTRY GLAND - 850X400MM | WD: 850x400 mm | 1 | 158.1248 | Catalog Non-Stocked Product | NO | LN | _B | _22 | 11 | 10 | 14
9681596 | 9681596 | 315.3342 | 189.2005 | Industrial Advanced | 0.6 | 11.905 | 639889912540 | VX CABLE ENTRY GLAND - 850X600MM | WD: 850x600 mm | 1 | 198.6605 | Catalog Non-Stocked Product | NO | LN | _B | _22 | 11 | 10 | 14
9681646 | 9681646 | 184.0755 | 110.4453 | Industrial Advanced | 0.6 | 8.113 | 639889912557 | Ri4 ROOF PLATE F-VX 400X600MM | IP55 SOLID | 1 | 115.9676 | Catalog Non-Stocked Product | NO | LN | _B | _22 | 11 | 10 | 14
9681648 | 9681648 | 232.5282 | 139.5169 | Industrial Advanced | 0.6 | 10.802 | 639889912564 | Ri4 ROOF PLATE F-VX 400X800MM | IP55 SOLID | 1 | 146.4928 | Catalog Non-Stocked Product | NO | LN | _B | _22 | 11 | 10 | 14
9681666 | 9681666 | 228.1641 | 136.8985 | Industrial Advanced | 0.6 | 12.257 | 639889912571 | Ri4 ROOF PLATE F-VX 600X600MM | IP55 SOLID | 1 | 143.7434 | Catalog Non-Stocked Product | NO | LN | _B | _22 | 11 | 10 | 14
9681668 | 9681668 | 302.9133 | 181.748 | Industrial Advanced | 0.6 | 16.049 | 639889912588 | Ri4 ROOF PLATE F-VX 600X800MM | IP55 SOLID | 1 | 190.8354 | Catalog Non-Stocked Product | NO | LN | _B | _22 | 11 | 10 | 14
9681686 | 9681686 | 330.7764 | 198.4658 | Industrial Advanced | 0.6 | 15.961 | 639889912595 | Ri4 ROOF PLATE F-VX 800X600MM | IP55 SOLID | 1 | 208.3891 | Catalog Non-Stocked Product | NO | LN | _B | _22 | 11 | 10 | 14
9681688 | 9681688 | 329.4336 | 197.6602 | Industrial Advanced | 0.6 | 21.914 | 639889912601 | Ri4 ROOF PLATE F-VX 800X800MM | IP55 SOLID | 1 | 207.5432 | Catalog Non-Stocked Product | NO | LN | _B | _22 | 11 | 10 | 14
9681806 | 9681806 | 456.2163 | 273.7298 | Industrial Advanced | 0.6 | 23.369 | 639889912618 | Ri4 ROOF PLATE F-VX 1000X600MM | IP2X - LOUVERS | 1 | 287.4163 | Catalog Non-Stocked Product | NO | LN | _B | _22 | 11 | 10 | 14
9681808 | 9681808 | 498.7383 | 299.243 | Industrial Advanced | 0.6 | 29.806 | 639889912625 | Ri4 ROOF PLATE F-VX 1000X800MM | IP2X - LOUVERS | 1 | 314.2051 | Catalog Non-Stocked Product | NO | LN | _B | _22 | 11 | 10 | 14
9681826 | 9681826 | 501.8715 | 301.1229 | Industrial Advanced | 0.6 | 26.675 | 639889912632 | Ri4 ROOF PLATE F-VX 1200X600MM | IP2X - LOUVERS | 1 | 316.179 | Catalog Non-Stocked Product | NO | LN | _B | _22 | 11 | 10 | 14
9681828 | 9681828 | 676.995 | 406.197 | Industrial Advanced | 0.6 | 34.612 | 639889912649 | Ri4 ROOF PLATE F-VX 1200X800MM | IP2X - LOUVERS | 1 | 426.5068 | Catalog Non-Stocked Product | NO | LN | _B | _22 | 11 | 10 | 14
9681846 | 9681846 | 312.201 | 187.3206 | Industrial Advanced | 0.6 | 10.758 | 639889912656 | Ri4 ROOF PLATE F-VX 400X600MM | IP2X - LOUVERS | 1 | 196.6866 | Catalog Non-Stocked Product | NO | LN | _B | _22 | 11 | 10 | 14
9681848 | 9681848 | 385.0479 | 231.0287 | Industrial Advanced | 0.6 | 13.624 | 639889912663 | Ri4 ROOF PLATE F-VX 400X800MM | IP2X - LOUVERS | 1 | 242.5802 | Catalog Non-Stocked Product | NO | LN | _B | _22 | 11 | 10 | 14
9681866 | 9681866 | 337.3785 | 202.4271 | Industrial Advanced | 0.6 | 14.947 | 639889912670 | Ri4 ROOF PLATE F-VX 600X600MM | IP2X - LOUVERS | 1 | 212.5485 | Catalog Non-Stocked Product | NO | LN | _B | _22 | 11 | 10 | 14
9681868 | 9681868 | 390.0834 | 234.05 | Industrial Advanced | 0.6 | 18.827 | 639889912687 | Ri4 ROOF PLATE F-VX 600X800MM | IP2X - LOUVERS | 1 | 245.7525 | Catalog Non-Stocked Product | NO | LN | _B | _22 | 11 | 10 | 14
9681886 | 9681886 | 390.0834 | 234.05 | Industrial Advanced | 0.6 | 19.004 | 639889912694 | Ri4 ROOF PLATE F-VX 800X600MM | IP2X - LOUVERS | 1 | 245.7525 | Catalog Non-Stocked Product | NO | LN | _B | _22 | 11 | 10 | 14
9681888 | 9681888 | 442.6764 | 265.6058 | Industrial Advanced | 0.6 | 22.685 | 639889912700 | Ri4 ROOF PLATE F-VX 800X800MM | IP2X - LOUVERS | 1 | 278.8861 | Catalog Non-Stocked Product | NO | LN | _B | _22 | 11 | 10 | 14
9682104 | 9682104 | 407.4279 | 244.4567 | Industrial Advanced | 0.6 | 17.901 | 639889913271 | VX25 SV PARTIAL DOOR HXW 400X1000 MM | WH: 1000x400 mm | 1 | 256.6796 | Catalog Non-Stocked Product | NO | LN | _B | _22 | 11 | 10 | 14
9682106 | 9682106 | 474.6798 | 284.8079 | Industrial Advanced | 0.6 | 27.778 | 639889913288 | VX25 SV PARTIAL DOOR HXW 600X1000 MM | WH: 1000x600 mm | 1 | 299.0483 | Catalog Non-Stocked Product | NO | LN | _B | _22 | 11 | 10 | 14
9682108 | 9682108 | 560.2833 | 336.17 | Industrial Advanced | 0.6 | 35.362 | 639889913295 | VX25 SV PARTIAL DOOR HXW 800X1000 MM | WH: 1000x800 mm | 1 | 352.9785 | Catalog Non-Stocked Product | NO | LN | _B | _22 | 11 | 10 | 14
9682124 | 9682124 | 438.5361 | 263.1217 | Industrial Advanced | 0.6 | 25.485 | 639889913301 | VX25 SV PARTIAL DOOR HXW 400X1200 MM | WH: 1200x400 mm | 1 | 276.2777 | Catalog Non-Stocked Product | NO | LN | _B | _22 | 11 | 10 | 14
9682126 | 9682126 | 559.6119 | 335.7671 | Industrial Advanced | 0.6 | 33.466 | 639889913318 | VX25 SV PARTIAL DOOR HXW 600X1200 MM | WH: 1200x600 mm | 1 | 352.5555 | Catalog Non-Stocked Product | NO | LN | _B | _22 | 11 | 10 | 14
9682128 | 9682128 | 675.7641 | 405.4585 | Industrial Advanced | 0.6 | 43.827 | 639889913325 | VX25 SV PARTIAL DOOR HXW 800X1200 MM | WH: 1200x800 mm | 1 | 425.7314 | Catalog Non-Stocked Product | NO | LN | _B | _22 | 11 | 10 | 14
9682140 | 9682140 | 456.2163 | 273.7298 | Industrial Advanced | 0.6 | 19.092 | 639889912892 | VX25 SV PARTIAL DOOR HXW 1000X400 MM | WH: 400x1000 mm | 1 | 287.4163 | Catalog Non-Stocked Product | NO | LN | _B | _22 | 11 | 10 | 14
9682142 | 9682142 | 207.5745 | 124.5447 | Industrial Advanced | 0.6 | 5.247 | 639889912908 | VX25 SV PARTIAL DOOR HXW 200X400 MM | WH: 400x200 mm | 1 | 130.7719 | Catalog Non-Stocked Product | NO | LN | _B | _22 | 11 | 10 | 14
9682143 | 9682143 | 225.5904 | 135.3542 | Industrial Advanced | 0.6 | 6.966 | 639889912915 | VX25 SV PARTIAL DOOR HXW 300X400 MM | WH: 400x300 mm | 1 | 142.122 | Catalog Non-Stocked Product | NO | LN | _B | _22 | 11 | 10 | 14
9682144 | 9682144 | 247.6347 | 148.5808 | Industrial Advanced | 0.6 | 8.818 | 639889912922 | VX25 SV PARTIAL DOOR HXW 400X400 MM | WH: 400x400 mm | 1 | 156.0099 | Catalog Non-Stocked Product | NO | LN | _B | _22 | 11 | 10 | 14
9682146 | 9682146 | 374.865 | 224.919 | Industrial Advanced | 0.6 | 12.169 | 639889912939 | VX25 SV PARTIAL DOOR HXW 600X400 MM | WH: 400x600 mm | 1 | 236.165 | Catalog Non-Stocked Product | NO | LN | _B | _22 | 11 | 10 | 14
9682148 | 9682148 | 415.4847 | 249.2908 | Industrial Advanced | 0.6 | 15.653 | 639889912946 | VX25 SV PARTIAL DOOR HXW 800X400 MM | WH: 400x800 mm | 1 | 261.7554 | Catalog Non-Stocked Product | NO | LN | _B | _22 | 11 | 10 | 14
9682150 | 9682150 | 689.304 | 413.5824 | Industrial Advanced | 0.6 | 35.273 | 639889912953 | VX25 SV PARTIAL DOOR HXW 2000X400 MM | WH: 400x2000 mm | 1 | 434.2615 | Catalog Non-Stocked Product | NO | LN | _B | _22 | 11 | 10 | 14
9682152 | 9682152 | 469.7562 | 281.8537 | Industrial Advanced | 0.6 | 22.795 | 639889912960 | VX25 SV PARTIAL DOOR HXW 1200X400 MM | WH: 400x1200 mm | 1 | 295.9464 | Catalog Non-Stocked Product | NO | LN | _B | _22 | 11 | 10 | 14
9682154 | 9682154 | 536.2248 | 321.7349 | Industrial Advanced | 0.6 | 25.485 | 639889912977 | VX25 SV PARTIAL DOOR HXW 1400X400 MM | WH: 400x1400 mm | 1 | 337.8216 | Catalog Non-Stocked Product | NO | LN | _B | _22 | 11 | 10 | 14
9682156 | 9682156 | 585.4608 | 351.2765 | Industrial Advanced | 0.6 | 29.101 | 639889912984 | VX25 SV PARTIAL DOOR HXW 1600X400 MM | WH: 400x1600 mm | 1 | 368.8403 | Catalog Non-Stocked Product | NO | LN | _B | _22 | 11 | 10 | 14
9682158 | 9682158 | 617.1285 | 370.2771 | Industrial Advanced | 0.6 | 31.966 | 639889912991 | VX25 SV PARTIAL DOOR HXW 1800X400 MM | WH: 400x1800 mm | 1 | 388.791 | Catalog Non-Stocked Product | NO | LN | _B | _22 | 11 | 10 | 14
9682160 | 9682160 | 573.1518 | 343.8911 | Industrial Advanced | 0.6 | 31.173 | 639889913004 | VX25 SV PARTIAL DOOR HXW 1000X600 MM | WH: 600x1000 mm | 1 | 361.0856 | Catalog Non-Stocked Product | NO | LN | _B | _22 | 11 | 10 | 14
9682161 | 9682161 | 196.7202 | 118.0321 | Industrial Advanced | 0.6 | 6.393 | 639889913011 | VX25 SV PARTIAL DOOR HXW 150X600 MM | WH: 600x150 mm | 1 | 123.9337 | Catalog Non-Stocked Product | NO | LN | _B | _22 | 11 | 10 | 14
9682162 | 9682162 | 220.443 | 132.2658 | Industrial Advanced | 0.6 | 7.672 | 639889913028 | VX25 SV PARTIAL DOOR HXW 200X600 MM | WH: 600x200 mm | 1 | 138.8791 | Catalog Non-Stocked Product | NO | LN | _B | _22 | 11 | 10 | 14
9682163 | 9682163 | 261.0627 | 156.6376 | Industrial Advanced | 0.6 | 9.921 | 639889913035 | VX25 SV PARTIAL DOOR HXW 300X600 MM | WH: 600x300 mm | 1 | 164.4695 | Catalog Non-Stocked Product | NO | LN | _B | _22 | 11 | 10 | 14
9682164 | 9682164 | 298.3254 | 178.9952 | Industrial Advanced | 0.6 | 12.566 | 639889913042 | VX25 SV PARTIAL DOOR HXW 400X600 MM | WH: 600x400 mm | 1 | 187.945 | Catalog Non-Stocked Product | NO | LN | _B | _22 | 11 | 10 | 14
9682166 | 9682166 | 396.7974 | 238.0784 | Industrial Advanced | 0.6 | 16.975 | 639889913059 | VX25 SV PARTIAL DOOR HXW 600X600 MM | WH: 600x600 mm | 1 | 249.9824 | Catalog Non-Stocked Product | NO | LN | _B | _22 | 11 | 10 | 14
9682167 | 9682167 | 903.033 | 541.8198 | Industrial Advanced | 0.6 | 17.593 | 639889913066 | VX25 SV PARTIAL DOOR HXW 600X600 MM | WH: 600x600 mm, with viewing window | 1 | 568.9108 | Catalog Non-Stocked Product | NO | LN | _B | _22 | 11 | 10 | 14
9682168 | 9682168 | 500.0811 | 300.0487 | Industrial Advanced | 0.6 | 22.663 | 639889913073 | VX25 SV PARTIAL DOOR HXW 800X600 MM | WH: 600x800 mm | 1 | 315.0511 | Catalog Non-Stocked Product | NO | LN | _B | _22 | 11 | 10 | 14
9682169 | 9682169 | 1085.7657 | 651.4594 | Industrial Advanced | 0.6 | 21.429 | 639889913080 | VX25 SV PARTIAL DOOR HXW 800X600 MM | WH: 600x800 mm, with viewing window | 1 | 684.0324 | Catalog Non-Stocked Product | NO | LN | _B | _22 | 11 | 10 | 14
9682170 | 9682170 | 954.1713 | 572.5028 | Industrial Advanced | 0.6 | 58.422 | 639889913097 | VX25 SV PARTIAL DOOR HXW 2000X600 MM | WH: 600x2000 mm | 1 | 601.1279 | Catalog Non-Stocked Product | NO | LN | _B | _22 | 11 | 10 | 14
9682172 | 9682172 | 675.7641 | 405.4585 | Industrial Advanced | 0.6 | 36.905 | 639889913103 | VX25 SV PARTIAL DOOR HXW 1200X600 MM | WH: 600x1200 mm | 1 | 425.7314 | Catalog Non-Stocked Product | NO | LN | _B | _22 | 11 | 10 | 14
9682174 | 9682174 | 753.9822 | 452.3893 | Industrial Advanced | 0.6 | 41.887 | 639889913110 | VX25 SV PARTIAL DOOR HXW 1400X600 MM | WH: 600x1400 mm | 1 | 475.0088 | Catalog Non-Stocked Product | NO | LN | _B | _22 | 11 | 10 | 14
9682176 | 9682176 | 851.7828 | 511.0697 | Industrial Advanced | 0.6 | 46.296 | 639889913127 | VX25 SV PARTIAL DOOR HXW 1600X600 MM | WH: 600x1600 mm | 1 | 536.6232 | Catalog Non-Stocked Product | NO | LN | _B | _22 | 11 | 10 | 14
9682178 | 9682178 | 906.0543 | 543.6326 | Industrial Advanced | 0.6 | 53.307 | 639889913134 | VX25 SV PARTIAL DOOR HXW 1800X600 MM | WH: 600x1800 mm | 1 | 570.8142 | Catalog Non-Stocked Product | NO | LN | _B | _22 | 11 | 10 | 14
9682180 | 9682180 | 696.9132 | 418.1479 | Industrial Advanced | 0.6 | 40.785 | 639889913141 | VX25 SV PARTIAL DOOR HXW 1000X800 MM | WH: 800x1000 mm | 1 | 439.0553 | Catalog Non-Stocked Product | NO | LN | _B | _22 | 11 | 10 | 14
9682181 | 9682181 | 226.2618 | 135.7571 | Industrial Advanced | 0.6 | 8.333 | 639889913158 | VX25 SV PARTIAL DOOR HXW 150X800 MM | WH: 800x150 mm | 1 | 142.5449 | Catalog Non-Stocked Product | NO | LN | _B | _22 | 11 | 10 | 14
9682182 | 9682182 | 247.7466 | 148.648 | Industrial Advanced | 0.6 | 9.744 | 639889913165 | VX25 SV PARTIAL DOOR HXW 200X800 MM | WH: 800x200 mm | 1 | 156.0804 | Catalog Non-Stocked Product | NO | LN | _B | _22 | 11 | 10 | 14
9682183 | 9682183 | 271.2456 | 162.7474 | Industrial Advanced | 0.6 | 13.183 | 639889913172 | VX25 SV PARTIAL DOOR HXW 300X800 MM | WH: 800x300 mm | 1 | 170.8847 | Catalog Non-Stocked Product | NO | LN | _B | _22 | 11 | 10 | 14
9682184 | 9682184 | 322.272 | 193.3632 | Industrial Advanced | 0.6 | 16.667 | 639889913189 | VX25 SV PARTIAL DOOR HXW 400X800 MM | WH: 800x400 mm | 1 | 203.0314 | Catalog Non-Stocked Product | NO | LN | _B | _22 | 11 | 10 | 14
9682186 | 9682186 | 391.65 | 234.99 | Industrial Advanced | 0.6 | 22.707 | 639889913196 | VX25 SV PARTIAL DOOR HXW 600X800 MM | WH: 800x600 mm | 1 | 246.7395 | Catalog Non-Stocked Product | NO | LN | _B | _22 | 11 | 10 | 14
9682187 | 9682187 | 1045.3698 | 627.2219 | Industrial Advanced | 0.6 | 22.134 | 639889913202 | VX25 SV PARTIAL DOOR HXW 600X800 MM | WH: 800x600 mm, with viewing window | 1 | 658.583 | Catalog Non-Stocked Product | NO | LN | _B | _22 | 11 | 10 | 14
9682188 | 9682188 | 562.857 | 337.7142 | Industrial Advanced | 0.6 | 29.012 | 639889913219 | VX25 SV PARTIAL DOOR HXW 800X800 MM | WH: 800x800 mm | 1 | 354.5999 | Catalog Non-Stocked Product | NO | LN | _B | _22 | 11 | 10 | 14
9682190 | 9682190 | 1045.3698 | 627.2219 | Industrial Advanced | 0.6 | 73.854 | 639889913226 | VX25 SV PARTIAL DOOR HXW 2000X800 MM | WH: 800x2000 mm | 1 | 658.583 | Catalog Non-Stocked Product | NO | LN | _B | _22 | 11 | 10 | 14
9682192 | 9682192 | 736.5258 | 441.9155 | Industrial Advanced | 0.6 | 47.178 | 639889913233 | VX25 SV PARTIAL DOOR HXW 1200X800 MM | WH: 800x1200 mm | 1 | 464.0113 | Catalog Non-Stocked Product | NO | LN | _B | _22 | 11 | 10 | 14
9682194 | 9682194 | 832.2003 | 499.3202 | Industrial Advanced | 0.6 | 54.365 | 639889913240 | VX25 SV PARTIAL DOOR HXW 1400X800 MM | WH: 800x1400 mm | 1 | 524.2862 | Catalog Non-Stocked Product | NO | LN | _B | _22 | 11 | 10 | 14
9682196 | 9682196 | 868.9035 | 521.3421 | Industrial Advanced | 0.6 | 61.728 | 639889913257 | VX25 SV PARTIAL DOOR HXW 1600X800 MM | WH: 800x1600 mm | 1 | 547.4092 | Catalog Non-Stocked Product | NO | LN | _B | _22 | 11 | 10 | 14
9682198 | 9682198 | 950.9262 | 570.5557 | Industrial Advanced | 0.6 | 68.342 | 639889913264 | VX25 SV PARTIAL DOOR HXW 1800X800 MM | WH: 800x1800 mm | 1 | 599.0835 | Catalog Non-Stocked Product | NO | LN | _B | _22 | 11 | 10 | 14
9682314 | 9682314 | 172.9974 | 103.7984 | Industrial Advanced | 0.6 | 2.249 | 639889913363 | VX FRONT TRIM PANEL TOP - 100MM H | IP 54, FOR 400MM W VX25 | 1 | 108.9884 | Catalog Non-Stocked Product | NO | LN | _B | _22 | 11 | 10 | 14
9682316 | 9682316 | 203.4342 | 122.0605 | Industrial Advanced | 0.6 | 3.131 | 639889913370 | VX FRONT TRIM PANEL TOP - 100MM H | IP 54, FOR 600MM W VX25 | 1 | 128.1635 | Catalog Non-Stocked Product | NO | LN | _B | _22 | 11 | 10 | 14
9682318 | 9682318 | 244.8372 | 146.9023 | Industrial Advanced | 0.6 | 4.101 | 639889913387 | VX FRONT TRIM PANEL TOP - 100MM H | IP 54, FOR 800MM W VX25 | 1 | 154.2474 | Catalog Non-Stocked Product | NO | LN | _B | _22 | 11 | 10 | 14
9682320 | 9682320 | 329.9931 | 197.9959 | Industrial Advanced | 0.6 | 10.582 | 639889913394 | VX FRONT TRIM PANEL TOP - 300MM H | IP 54, FOR 1000MM W VX25 | 1 | 207.8957 | Catalog Non-Stocked Product | NO | LN | _B | _22 | 11 | 10 | 14
9682322 | 9682322 | 427.5699 | 256.5419 | Industrial Advanced | 0.6 | 13.139 | 639889913400 | VX FRONT TRIM PANEL TOP - 300MM H | IP 54, FOR 1200MM W VX25 | 1 | 269.369 | Catalog Non-Stocked Product | NO | LN | _B | _22 | 11 | 10 | 14
9682324 | 9682324 | 223.9119 | 134.3471 | Industrial Advanced | 0.6 | 5.026 | 639889913417 | VX FRONT TRIM PANEL TOP - 300MM H | IP 54, FOR 400MM W VX25 | 1 | 141.0645 | Catalog Non-Stocked Product | NO | LN | _B | _22 | 11 | 10 | 14
9682326 | 9682326 | 257.7057 | 154.6234 | Industrial Advanced | 0.6 | 6.922 | 639889913424 | VX FRONT TRIM PANEL TOP - 300MM H | IP 54, FOR 600MM W VX25 | 1 | 162.3546 | Catalog Non-Stocked Product | NO | LN | _B | _22 | 11 | 10 | 14
9682328 | 9682328 | 293.4018 | 176.0411 | Industrial Advanced | 0.6 | 8.995 | 639889913431 | VX FRONT TRIM PANEL TOP - 300MM H | IP 54, FOR 800MM W VX25 | 1 | 184.8431 | Catalog Non-Stocked Product | NO | LN | _B | _22 | 11 | 10 | 14
9682330 | 9682330 | 356.0658 | 213.6395 | Industrial Advanced | 0.6 | 7.231 | 639889912298 | VX FRONT TRIM PANEL BTM - 100MM H | IP 54, FOR 1000MM W VX25 | 1 | 224.3215 | Catalog Non-Stocked Product | NO | LN | _B | _22 | 11 | 10 | 14
9682332 | 9682332 | 452.7474 | 271.6484 | Industrial Advanced | 0.6 | 7.143 | 639889912304 | VX FRONT TRIM PANEL BTM - 100MM H | IP 54, FOR 1200MM W VX25 | 1 | 285.2309 | Catalog Non-Stocked Product | NO | LN | _B | _22 | 11 | 10 | 14
9682334 | 9682334 | 195.1536 | 117.0922 | Industrial Advanced | 0.6 | 3.003 | 639889912311 | VX FRONT TRIM PANEL BTM - 100MM H | IP 54, FOR 400MM W VX25 | 1 | 122.9468 | Catalog Non-Stocked Product | NO | LN | _B | _22 | 11 | 10 | 14
9682336 | 9682336 | 218.8764 | 131.3258 | Industrial Advanced | 0.6 | 4.189 | 639889912328 | VX FRONT TRIM PANEL BTM - 100MM H | IP 54, FOR 600MM W VX25 | 1 | 137.8921 | Catalog Non-Stocked Product | NO | LN | _B | _22 | 11 | 10 | 14
9682338 | 9682338 | 250.9917 | 150.595 | Industrial Advanced | 0.6 | 5.644 | 639889912335 | VX FRONT TRIM PANEL BTM - 100MM H | IP 54, FOR 800MM W VX25 | 1 | 158.1248 | Catalog Non-Stocked Product | NO | LN | _B | _22 | 11 | 10 | 14
9682340 | 9682340 | 322.3839 | 193.4303 | Industrial Advanced | 0.6 | 12.919 | 639889912342 | VX FRONT TRIM PANEL BTM - 300MM H | IP 54, FOR 1000MM W VX25 | 1 | 203.1019 | Catalog Non-Stocked Product | NO | LN | _B | _22 | 11 | 10 | 14
9682342 | 9682342 | 444.8025 | 266.8815 | Industrial Advanced | 0.6 | 15.212 | 639889912359 | VX FRONT TRIM PANEL BTM - 300MM H | IP 54, FOR 1200MM W VX25 | 1 | 280.2256 | Catalog Non-Stocked Product | NO | LN | _B | _22 | 11 | 10 | 14
9682344 | 9682344 | 286.6878 | 172.0127 | Industrial Advanced | 0.6 | 5.677 | 639889912366 | VX FRONT TRIM PANEL BTM - 300MM H | IP 54, FOR 400MM W VX25 | 1 | 180.6133 | Catalog Non-Stocked Product | NO | LN | _B | _22 | 11 | 10 | 14
9682346 | 9682346 | 303.5847 | 182.1508 | Industrial Advanced | 0.6 | 8.025 | 639889912373 | VX FRONT TRIM PANEL BTM - 300MM H | IP 54, FOR 600MM W VX25 | 1 | 191.2584 | Catalog Non-Stocked Product | NO | LN | _B | _22 | 11 | 10 | 14
9682348 | 9682348 | 357.8562 | 214.7137 | Industrial Advanced | 0.6 | 10.097 | 639889912380 | VX FRONT TRIM PANEL BTM - 300MM H | IP 54, FOR 800MM W VX25 | 1 | 225.4494 | Catalog Non-Stocked Product | NO | LN | _B | _22 | 11 | 10 | 14
9682350 | 9682350 | 427.5699 | 256.5419 | Industrial Advanced | 0.6 | 9.436 | 639889912397 | VX FRONT TRIM PANEL BTM VENTED - 300MM H | IP 2X, FOR 1000MM W VX25 | 1 | 269.369 | Catalog Non-Stocked Product | NO | LN | _B | _22 | 11 | 10 | 14
9682352 | 9682352 | 470.5395 | 282.3237 | Industrial Advanced | 0.6 | 8.818 | 639889912403 | VX FRONT TRIM PANEL BTM VENTED - 300MM H | IP 2X, FOR 1200MM W VX25 | 1 | 296.4399 | Catalog Non-Stocked Product | NO | LN | _B | _22 | 11 | 10 | 14
9682354 | 9682354 | 312.201 | 187.3206 | Industrial Advanced | 0.6 | 4.497 | 639889912410 | VX FRONT TRIM PANEL BTM VENTED - 300MM H | IP 2X, FOR 400MM W VX25 | 1 | 196.6866 | Catalog Non-Stocked Product | NO | LN | _B | _22 | 11 | 10 | 14
9682356 | 9682356 | 339.2808 | 203.5685 | Industrial Advanced | 0.6 | 6.57 | 639889912427 | VX FRONT TRIM PANEL BTM VENTED - 300MM H | IP 2X, FOR 600MM W VX25 | 1 | 213.7469 | Catalog Non-Stocked Product | NO | LN | _B | _22 | 11 | 10 | 14
9682358 | 9682358 | 390.0834 | 234.05 | Industrial Advanced | 0.6 | 8.069 | 639889912434 | VX FRONT TRIM PANEL BTM VENTED - 300MM H | IP 2X, FOR 800MM W VX25 | 1 | 245.7525 | Catalog Non-Stocked Product | NO | LN | _B | _22 | 11 | 10 | 14
9683006 | 9683006 | 1114.6359 | 668.7815 | Industrial Advanced | 0.6 | 28.439 | 639889929098 | SV Compartment side panel for VX |  | 2 | 702.2206 | Catalog Non-Stocked Product | NO | LN | _B | _22 | 11 | 10 | 14
9683008 | 9683008 | 1121.7975 | 673.0785 | Industrial Advanced | 0.6 | 38.029 | 639889929104 | SV Compartment side panel for VX |  | 2 | 706.7324 | Catalog Non-Stocked Product | NO | LN | _B | _22 | 11 | 10 | 14
9683016 | 9683016 | 1012.9188 | 607.7513 | Industrial Advanced | 0.6 | 26.455 | 639889929111 | SV Compartment side panel for VX |  | 2 | 638.1388 | Catalog Non-Stocked Product | NO | LN | _B | _22 | 11 | 10 | 14
9683018 | 9683018 | 1083.8634 | 650.318 | Industrial Advanced | 0.6 | 36.376 | 639889929128 | SV Compartment side panel for VX |  | 2 | 682.8339 | Catalog Non-Stocked Product | NO | LN | _B | _22 | 11 | 10 | 14
9683036 | 9683036 | 987.4056 | 592.4434 | Industrial Advanced | 0.6 | 28.66 | 639889929135 | SV Compartment side panel for VX2200x600 |  | 2 | 622.0655 | Catalog Non-Stocked Product | NO | LN | _B | _22 | 11 | 10 | 14
9683038 | 9683038 | 1121.7975 | 673.0785 | Industrial Advanced | 0.6 | 38.029 | 639889929142 | SV Compartment side panel for VX |  | 2 | 706.7324 | Catalog Non-Stocked Product | NO | LN | _B | _22 | 11 | 10 | 14
9683406 | 9683406 | 643.2012 | 385.9207 | Industrial Advanced | 0.6 | 10.538 | 639889928756 | SV Compartment divider for VX 1000x600 |  | 2 | 405.2168 | Catalog Non-Stocked Product | NO | LN | _B | _22 | 11 | 10 | 14
9683408 | 9683408 | 787.5522 | 472.5313 | Industrial Advanced | 0.6 | 12.831 | 639889928763 | SV Compartment divider for VX 1000x800 |  | 2 | 496.1579 | Catalog Non-Stocked Product | NO | LN | _B | _22 | 11 | 10 | 14
9683426 | 9683426 | 793.0353 | 475.8212 | Industrial Advanced | 0.6 | 12.456 | 639889928770 | SV Compartment divider for VX 1200x600 |  | 2 | 499.6122 | Catalog Non-Stocked Product | NO | LN | _B | _22 | 11 | 10 | 14
9683428 | 9683428 | 1118.6643 | 671.1986 | Industrial Advanced | 0.6 | 15.123 | 639889928787 | SV Compartment divider for VX 1200x800 |  | 2 | 704.7585 | Catalog Non-Stocked Product | NO | LN | _B | _22 | 11 | 10 | 14
9683444 | 9683444 | 521.3421 | 312.8053 | Industrial Advanced | 0.6 | 3.858 | 639889928794 | SV Compartment divider for VX 400x400 |  | 2 | 328.4455 | Catalog Non-Stocked Product | NO | LN | _B | _22 | 11 | 10 | 14
9683446 | 9683446 | 302.3538 | 181.4123 | Industrial Advanced | 0.6 | 4.365 | 639889928800 | SV Compartment divider for VX 400x600 |  | 2 | 190.4829 | Catalog Non-Stocked Product | NO | LN | _B | _22 | 11 | 10 | 14
9683448 | 9683448 | 420.4083 | 252.245 | Industrial Advanced | 0.6 | 5.401 | 639889928817 | SV Compartment divider for VX 400x800 |  | 2 | 264.8572 | Catalog Non-Stocked Product | NO | LN | _B | _22 | 11 | 10 | 14
9683464 | 9683464 | 322.4958 | 193.4975 | Industrial Advanced | 0.6 | 5.159 | 639889928824 | SV Compartment divider for VX 600x400 |  | 2 | 203.1724 | Catalog Non-Stocked Product | NO | LN | _B | _22 | 11 | 10 | 14
9683466 | 9683466 | 335.9238 | 201.5543 | Industrial Advanced | 0.6 | 6.415 | 639889928831 | SV Compartment divider for VX 600x600 |  | 2 | 211.632 | Catalog Non-Stocked Product | NO | LN | _B | _22 | 11 | 10 | 14
9683468 | 9683468 | 433.2768 | 259.9661 | Industrial Advanced | 0.6 | 7.782 | 639889928848 | SV Compartment divider for VX 600x800 |  | 2 | 272.9644 | Catalog Non-Stocked Product | NO | LN | _B | _22 | 11 | 10 | 14
9683484 | 9683484 | 614.331 | 368.5986 | Industrial Advanced | 0.6 | 6.9 | 639889928855 | SV Compartment divider for VX 800x400 |  | 2 | 387.0285 | Catalog Non-Stocked Product | NO | LN | _B | _22 | 11 | 10 | 14
9683486 | 9683486 | 436.9695 | 262.1817 | Industrial Advanced | 0.6 | 8.377 | 639889928862 | SV Compartment divider for VX 800x600 |  | 2 | 275.2908 | Catalog Non-Stocked Product | NO | LN | _B | _22 | 11 | 10 | 14
9683488 | 9683488 | 533.6511 | 320.1907 | Industrial Advanced | 0.6 | 10.053 | 639889928879 | SV Compartment divider for VX 800x800 |  | 2 | 336.2002 | Catalog Non-Stocked Product | NO | LN | _B | _22 | 11 | 10 | 14
9683561 | 9683561 | 163.374 | 98.0244 | Industrial Advanced | 0.6 | 4.101 | 639889929029 | SV Partial mounting plate with duct |  | 1 | 102.9256 | Catalog Non-Stocked Product | NO | LN | _B | _22 | 11 | 10 | 14
9683562 | 9683562 | 169.8642 | 101.9185 | Industrial Advanced | 0.6 | 5.556 | 639889929036 | SV Partial mounting plate with duct |  | 1 | 107.0144 | Catalog Non-Stocked Product | NO | LN | _B | _22 | 11 | 10 | 14
9683563 | 9683563 | 181.278 | 108.7668 | Industrial Advanced | 0.6 | 7.76 | 639889929043 | SV Partial mounting plate with duct |  | 1 | 114.2051 | Catalog Non-Stocked Product | NO | LN | _B | _22 | 11 | 10 | 14
9683564 | 9683564 | 193.2513 | 115.9508 | Industrial Advanced | 0.6 | 10.362 | 639889929050 | SV Partial mounting plate with duct |  | 1 | 121.7483 | Catalog Non-Stocked Product | NO | LN | _B | _22 | 11 | 10 | 14
9683604 | 9683604 | 180.0471 | 108.0283 | Industrial Advanced | 0.6 | 17.637 | 639889928015 | SV Partial mounting plate |  | 1 | 113.4297 | Catalog Non-Stocked Product | NO | LN | _B | _22 | 11 | 10 | 14
9683606 | 9683606 | 269.2314 | 161.5388 | Industrial Advanced | 0.6 | 25.353 | 639889928022 | SV Partial mounting plate |  | 1 | 169.6158 | Catalog Non-Stocked Product | NO | LN | _B | _22 | 11 | 10 | 14
9683608 | 9683608 | 313.9914 | 188.3948 | Industrial Advanced | 0.6 | 33.73 | 639889928039 | SV Partial mounting plate |  | 1 | 197.8146 | Catalog Non-Stocked Product | NO | LN | _B | _22 | 11 | 10 | 14
9683624 | 9683624 | 268.2243 | 160.9346 | Industrial Advanced | 0.6 | 20.15 | 639889928046 | SV Partial mounting plate |  | 1 | 168.9813 | Catalog Non-Stocked Product | NO | LN | _B | _22 | 11 | 10 | 14
9683626 | 9683626 | 303.0252 | 181.8151 | Industrial Advanced | 0.6 | 29.674 | 639889928053 | SV Partial mounting |  | 1 | 190.9059 | Catalog Non-Stocked Product | NO | LN | _B | _22 | 11 | 10 | 14
9683628 | 9683628 | 362.8917 | 217.735 | Industrial Advanced | 0.6 | 39.638 | 639889928060 | SV Partial mounting plate |  | 1 | 228.6218 | Catalog Non-Stocked Product | NO | LN | _B | _22 | 11 | 10 | 14
9683642 | 9683642 | 106.5176 | 63.9106 | Industrial Advanced | 0.6 | 4.189 | 639889927834 | SV Partial mounting plate |  | 1 | 67.1061 | Catalog Non-Stocked Product | NO | LN | _B | _22 | 11 | 10 | 14
9683643 | 9683643 | 142.5606 | 85.5364 | Industrial Advanced | 0.6 | 6.217 | 639889927841 | SV Partial mounting plate |  | 1 | 89.8132 | Catalog Non-Stocked Product | NO | LN | _B | _22 | 11 | 10 | 14
9683644 | 9683644 | 139.4274 | 83.6564 | Industrial Advanced | 0.6 | 7.628 | 639889927858 | SV Partial mounting plate |  | 1 | 87.8393 | Catalog Non-Stocked Product | NO | LN | _B | _22 | 11 | 10 | 14
9683646 | 9683646 | 131.1468 | 78.6881 | Industrial Advanced | 0.6 | 11.64 | 639889927865 | SV Partial mounting plate |  | 1 | 82.6225 | Catalog Non-Stocked Product | NO | LN | _B | _22 | 11 | 10 | 14
9683648 | 9683648 | 133.0491 | 79.8295 | Industrial Advanced | 0.6 | 15.212 | 639889927872 | SV Partial mounting plate |  | 1 | 83.8209 | Catalog Non-Stocked Product | NO | LN | _B | _22 | 11 | 10 | 14
9683660 | 9683660 | 214.4004 | 128.6402 | Industrial Advanced | 0.6 | 26.72 | 639889927889 | SV Partial mounting plate |  | 1 | 135.0723 | Catalog Non-Stocked Product | NO | LN | _B | _22 | 11 | 10 | 14
9683661 | 9683661 | 86.2861 | 51.7717 | Industrial Advanced | 0.6 | 4.85 | 639889929067 | SV Partial mounting plate WH 600x150 mm |  | 1 | 54.3602 | Catalog Non-Stocked Product | NO | LN | _B | _22 | 11 | 10 | 14
9683662 | 9683662 | 93.6939 | 56.2163 | Industrial Advanced | 0.6 | 5.732 | 639889927896 | SV Partial mounting plate |  | 1 | 59.0271 | Catalog Non-Stocked Product | NO | LN | _B | _22 | 11 | 10 | 14
9683663 | 9683663 | 101.4374 | 60.8624 | Industrial Advanced | 0.6 | 8.025 | 639889927902 | SV Partial mounting plate |  | 1 | 63.9055 | Catalog Non-Stocked Product | NO | LN | _B | _22 | 11 | 10 | 14
9683664 | 9683664 | 111.5195 | 66.9117 | Industrial Advanced | 0.6 | 11.508 | 639889927919 | SV Partial mounting plate |  | 1 | 70.2573 | Catalog Non-Stocked Product | NO | LN | _B | _22 | 11 | 10 | 14
9683666 | 9683666 | 133.3848 | 80.0309 | Industrial Advanced | 0.6 | 16.049 | 639889927926 | SV Partial mounting plate |  | 1 | 84.0324 | Catalog Non-Stocked Product | NO | LN | _B | _22 | 11 | 10 | 14
9683668 | 9683668 | 159.4575 | 95.6745 | Industrial Advanced | 0.6 | 22.046 | 639889927933 | SV Partial mounting plate |  | 1 | 100.4582 | Catalog Non-Stocked Product | NO | LN | _B | _22 | 11 | 10 | 14
9683680 | 9683680 | 260.5032 | 156.3019 | Industrial Advanced | 0.6 | 35.273 | 639889927940 | SV Partial mounting plate |  | 1 | 164.117 | Catalog Non-Stocked Product | NO | LN | _B | _22 | 11 | 10 | 14
9683681 | 9683681 | 103.7201 | 62.2321 | Industrial Advanced | 0.6 | 6.085 | 639889927957 | SV Partial mounting plate |  | 1 | 65.3437 | Catalog Non-Stocked Product | NO | LN | _B | _22 | 11 | 10 | 14
9683682 | 9683682 | 109.6956 | 65.8173 | Industrial Advanced | 0.6 | 7.628 | 639889927964 | SV Partial mounting plate |  | 1 | 69.1082 | Catalog Non-Stocked Product | NO | LN | _B | _22 | 11 | 10 | 14
9683683 | 9683683 | 124.7685 | 74.8611 | Industrial Advanced | 0.6 | 10.935 | 639889927971 | SV Partial mounting plate |  | 1 | 78.6042 | Catalog Non-Stocked Product | NO | LN | _B | _22 | 11 | 10 | 14
9683684 | 9683684 | 133.9443 | 80.3666 | Industrial Advanced | 0.6 | 14.109 | 639889927988 | SV Partial mounting plate |  | 1 | 84.3849 | Catalog Non-Stocked Product | NO | LN | _B | _22 | 11 | 10 | 14
9683686 | 9683686 | 222.1215 | 133.2729 | Industrial Advanced | 0.6 | 22.046 | 639889927995 | SV Partial mounting plate |  | 1 | 139.9365 | Catalog Non-Stocked Product | NO | LN | _B | _22 | 11 | 10 | 14
9683688 | 9683688 | 226.7094 | 136.0256 | Industrial Advanced | 0.6 | 27.469 | 639889928008 | SV Partial mounting plate |  | 1 | 142.8269 | Catalog Non-Stocked Product | NO | LN | _B | _22 | 11 | 10 | 14
9683736 | 9683736 | 294.1851 | 176.5111 | Industrial Advanced | 0.6 | 5.6 | 639889924208 | WIRING TRIM PANEL F-VX 600/800MM WIDTH |  | 1 | 185.3366 | Catalog Non-Stocked Product | NO | LN | _B | _22 | 11 | 10 | 14
9683763 | 9683763 | 676.6593 | 405.9956 | Industrial Advanced | 0.6 | 6.922 | 639889929715 | SV Support frame for DIN rail-mounted |  | 1 | 426.2954 | Catalog Non-Stocked Product | NO | LN | _B | _22 | 11 | 10 | 14
9683783 | 9683783 | 676.6593 | 405.9956 | Industrial Advanced | 0.6 | 9.48 | 639889929722 | SV Support frame for DIN rail-mounted |  | 1 | 426.2954 | Catalog Non-Stocked Product | NO | LN | _B | _22 | 11 | 10 | 14
9684004 | 9684004 | 193.6989 | 116.2193 | Industrial Advanced | 0.6 | 3.924 | 639889928077 | SV Busbar E-Cu with integral holes |  | 1 | 122.0303 | Catalog Non-Stocked Product | NO | LN | _B | _22 | 12 | 10 | 14
9684006 | 9684006 | 266.2101 | 159.7261 | Industrial Advanced | 0.6 | 5.908 | 639889928084 | SV Busbar E-Cu with integral holes |  | 1 | 167.7124 | Catalog Non-Stocked Product | NO | LN | _B | _22 | 12 | 10 | 14
9684008 | 9684008 | 333.1263 | 199.8758 | Industrial Advanced | 0.6 | 7.76 | 639889924246 | BUSBAR E-CU 50X10MM SLOTTED 785MM L |  | 1 | 209.8696 | Catalog Non-Stocked Product | NO | LN | _B | _22 | 12 | 10 | 14
9684010 | 9684010 | 410.5611 | 246.3367 | Industrial Advanced | 0.6 | 9.7 | 639889928107 | SV Busbar E-Cu with integral holes |  | 1 | 258.6535 | Catalog Non-Stocked Product | NO | LN | _B | _22 | 12 | 10 | 14
9684012 | 9684012 | 484.8627 | 290.9176 | Industrial Advanced | 0.6 | 11.993 | 639889928114 | SV Busbar E-Cu with integral holes |  | 1 | 305.4635 | Catalog Non-Stocked Product | NO | LN | _B | _22 | 12 | 10 | 14
9684900 | 9684900 | 1240.5234 | 744.314 | Industrial Advanced | 0.6 | 16.49 | 639889929739 | SV Contact hazard protection cover plate |  | 1 | 781.5297 | Catalog Non-Stocked Product | NO | LN | _B | _22 | 11 | 10 | 14
9684920 | 9684920 | 1256.7489 | 754.0493 | Industrial Advanced | 0.6 | 18.254 | 639889929746 | SV Contact hazard protection cover plate |  | 1 | 791.7518 | Catalog Non-Stocked Product | NO | LN | _B | _22 | 11 | 10 | 14
9684960 | 9684960 | 1239.4044 | 743.6426 | Industrial Advanced | 0.6 | 13.228 | 639889929753 | SV Contact hazard protection cover plate |  | 1 | 780.8248 | Catalog Non-Stocked Product | NO | LN | _B | _22 | 11 | 10 | 14
9684980 | 9684980 | 1267.2675 | 760.3605 | Industrial Advanced | 0.6 | 14.859 | 639889929760 | SV Contact hazard protection cover plate |  | 1 | 798.3785 | Catalog Non-Stocked Product | NO | LN | _B | _22 | 11 | 10 | 14
9684990 | 9684990 | 175.1235 | 105.0741 | Industrial Advanced | 0.6 | 1.962 | 639889929777 | SV Contact hazard protection cover plate |  | 2 | 110.3278 | Catalog Non-Stocked Product | NO | LN | _B | _22 | 11 | 10 | 14
9686030 | 9686030 | 789.9021 | 473.9413 | Industrial Advanced | 0.6 | 3.858 | 639889924222 | BUSBAR SUPPORT F-BUSBAR BAYING |  | 2 | 497.6383 | Catalog Non-Stocked Product | NO | LN | _B | _22 | 11 | 10 | 14
9686040 | 9686040 | 774.348 | 464.6088 | Industrial Advanced | 0.6 | 4.145 | 639889924215 | BUSBAR SUPPORT F-BUSBAR ENTRY |  | 2 | 487.8392 | Catalog Non-Stocked Product | NO | LN | _B | _22 | 11 | 10 | 14
9686060 | 9686060 | 808.3656 | 485.0194 | Industrial Advanced | 0.6 | 3.351 | 639889929074 | SV Busbar support (baying connection) |  | 2 | 509.2703 | Catalog Non-Stocked Product | NO | LN | _B | _22 | 11 | 10 | 14
9686070 | 9686070 | 802.0992 | 481.2595 | Industrial Advanced | 0.6 | 3.461 | 639889929081 | SV Busbar support |  | 2 | 505.3225 | Catalog Non-Stocked Product | NO | LN | _B | _22 | 11 | 10 | 14
9686080 | 9686080 | 139.3155 | 83.5893 | Industrial Advanced | 0.6 | 0.066 | 639889924239 | END COVER FOR BUSBAR SUPPORT 96860X0 |  | 3 | 87.7688 | Catalog Non-Stocked Product | NO | LN | _B | _22 | 11 | 10 | 14
9686200 | 9686200 | 96.704 | 58.0224 | Industrial Advanced | 0.6 | 2.63 | 639889928176 | SV Longitudinal connector |  | 1 | 60.9235 | Catalog Non-Stocked Product | NO | LN | _B | _22 | 12 | 10 | 14
9686210 | 9686210 | 120.2925 | 72.1755 | Industrial Advanced | 0.6 | 1.671 | 639889928183 | SV Longitudinal connector |  | 1 | 75.7843 | Catalog Non-Stocked Product | NO | LN | _B | _22 | 12 | 10 | 14
9686250 | 9686250 | 138.3084 | 82.985 | Industrial Advanced | 0.6 | 4.233 | 639889928190 | SV Longitudinal connector |  | 1 | 87.1343 | Catalog Non-Stocked Product | NO | LN | _B | _22 | 12 | 10 | 14
9686260 | 9686260 | 162.7026 | 97.6216 | Industrial Advanced | 0.6 | 2.44 | 639889924253 | BUSBAR BAYING CONNECTOR E-CU 50X10MM |  | 1 | 102.5026 | Catalog Non-Stocked Product | NO | LN | _B | _22 | 12 | 10 | 14
9686350 | 9686350 | 178.2567 | 106.954 | Industrial Advanced | 0.6 | 0.564 | 639889921023 | PE-PEN ANGLE BRACKET FOR VX |  | 2 | 112.3017 | Catalog Non-Stocked Product | NO | LN | _B | _22 | 11 | 10 | 14
9686520 | 9686520 | 390.0834 | 234.05 | Industrial Advanced | 0.6 | 2.646 | 639889920828 | PE-PEN BUSBAR E-CU 30X5MM FOR VX | LENGTH 900MM | 2 | 245.7525 | Catalog Non-Stocked Product | NO | LN | _B | _22 | 12 | 10 | 14
9686522 | 9686522 | 440.886 | 264.5316 | Industrial Advanced | 0.6 | 3.329 | 639889920835 | PE-PEN BUSBAR E-CU 30X5MM FOR VX | LENGTH 1100MM | 2 | 277.7582 | Catalog Non-Stocked Product | NO | LN | _B | _22 | 12 | 10 | 14
9686524 | 9686524 | 210.2601 | 126.1561 | Industrial Advanced | 0.6 | 0.877 | 639889920842 | PE-PEN BUSBAR E-CU 30X5MM FOR VX | LENGTH 300MM | 2 | 132.4639 | Catalog Non-Stocked Product | NO | LN | _B | _22 | 12 | 10 | 14
9686526 | 9686526 | 271.2456 | 162.7474 | Industrial Advanced | 0.6 | 1.477 | 639889920859 | PE-PEN BUSBAR E-CU 30X5MM FOR VX | LENGTH 500MM | 2 | 170.8847 | Catalog Non-Stocked Product | NO | LN | _B | _22 | 12 | 10 | 14
9686528 | 9686528 | 327.3075 | 196.3845 | Industrial Advanced | 0.6 | 2.05 | 639889920866 | PE-PEN BUSBAR E-CU 30X5MM FOR VX | LENGTH 700MM | 2 | 206.2037 | Catalog Non-Stocked Product | NO | LN | _B | _22 | 12 | 10 | 14
9686529 | 9686529 | 111.5195 | 66.9117 | Industrial Advanced | 0.6 | 0.575 | 639889921030 | PE-PEN BAYING BRACKET E-CU 30X5MM |  | 2 | 70.2573 | Catalog Non-Stocked Product | NO | LN | _B | _22 | 12 | 10 | 14
9686530 | 9686530 | 574.8303 | 344.8982 | Industrial Advanced | 0.6 | 5.357 | 639889920873 | PE-PEN BUSBAR E-CU 30X10MM FOR VX | LENGTH 900MM | 2 | 362.1431 | Catalog Non-Stocked Product | NO | LN | _B | _22 | 12 | 10 | 14
9686532 | 9686532 | 666.3645 | 399.8187 | Industrial Advanced | 0.6 | 6.548 | 639889920880 | PE-PEN BUSBAR E-CU 30X10MM FOR VX | LENGTH 1100MM | 2 | 419.8096 | Catalog Non-Stocked Product | NO | LN | _B | _22 | 12 | 10 | 14
9686534 | 9686534 | 281.5404 | 168.9242 | Industrial Advanced | 0.6 | 1.744 | 639889920897 | PE-PEN BUSBAR E-CU 30X10MM FOR VX | LENGTH 300MM | 2 | 177.3705 | Catalog Non-Stocked Product | NO | LN | _B | _22 | 12 | 10 | 14
9686536 | 9686536 | 379.4529 | 227.6717 | Industrial Advanced | 0.6 | 2.932 | 639889920903 | PE-PEN BUSBAR E-CU 30X10MM FOR VX | LENGTH 500MM | 2 | 239.0553 | Catalog Non-Stocked Product | NO | LN | _B | _22 | 12 | 10 | 14
9686538 | 9686538 | 474.7917 | 284.875 | Industrial Advanced | 0.6 | 4.16 | 639889920910 | PE-PEN BUSBAR E-CU 30X10MM FOR VX | LENGTH 700MM | 2 | 299.1188 | Catalog Non-Stocked Product | NO | LN | _B | _22 | 12 | 10 | 14
9686539 | 9686539 | 131.7063 | 79.0238 | Industrial Advanced | 0.6 | 1.069 | 639889921047 | PE-PEN BAYING BRACKET E-CU 30X10MM |  | 2 | 82.975 | Catalog Non-Stocked Product | NO | LN | _B | _22 | 12 | 10 | 14
9686540 | 9686540 | 573.1518 | 343.8911 | Industrial Advanced | 0.6 | 7.099 | 639889920927 | PE-PEN BUSBAR E-CU 40X10MM FOR VX | LENGTH 900MM | 2 | 361.0856 | Catalog Non-Stocked Product | NO | LN | _B | _22 | 12 | 10 | 14
9686542 | 9686542 | 649.5795 | 389.7477 | Industrial Advanced | 0.6 | 8.708 | 639889920934 | PE-PEN BUSBAR E-CU 40X10MM FOR VX | LENGTH 1100MM | 2 | 409.2351 | Catalog Non-Stocked Product | NO | LN | _B | _22 | 12 | 10 | 14
9686544 | 9686544 | 366.4725 | 219.8835 | Industrial Advanced | 0.6 | 2.339 | 639889920941 | PE-PEN BUSBAR E-CU 40X10MM FOR VX | LENGTH 300MM | 2 | 230.8777 | Catalog Non-Stocked Product | NO | LN | _B | _22 | 12 | 10 | 14
9686546 | 9686546 | 422.1987 | 253.3192 | Industrial Advanced | 0.6 | 3.946 | 639889920958 | PE-PEN BUSBAR E-CU 40X10MM FOR VX | LENGTH 500MM | 2 | 265.9852 | Catalog Non-Stocked Product | NO | LN | _B | _22 | 12 | 10 | 14
9686548 | 9686548 | 496.9479 | 298.1687 | Industrial Advanced | 0.6 | 5.556 | 639889920965 | PE-PEN BUSBAR E-CU 40X10MM FOR VX | LENGTH 700MM | 2 | 313.0772 | Catalog Non-Stocked Product | NO | LN | _B | _22 | 12 | 10 | 14
9686549 | 9686549 | 140.994 | 84.5964 | Industrial Advanced | 0.6 | 1.433 | 639889921054 | PE-PEN BAYING BRACKET E-CU 40X10MM |  | 2 | 88.8262 | Catalog Non-Stocked Product | NO | LN | _B | _22 | 12 | 10 | 14
9686580 | 9686580 | 1037.6487 | 622.5892 | Industrial Advanced | 0.6 | 14.242 | 639889920972 | PE-PEN BUSBAR E-CU 80X10MM FOR VX | LENGTH 900MM | 2 | 653.7187 | Catalog Non-Stocked Product | NO | LN | _B | _22 | 12 | 10 | 14
9686582 | 9686582 | 1200.4632 | 720.2779 | Industrial Advanced | 0.6 | 17.372 | 639889920989 | PE-PEN BUSBAR E-CU 80X10MM FOR VX | LENGTH 1100MM | 2 | 756.2918 | Catalog Non-Stocked Product | NO | LN | _B | _22 | 12 | 10 | 14
9686584 | 9686584 | 637.6062 | 382.5637 | Industrial Advanced | 0.6 | 4.74 | 639889920996 | PE-PEN BUSBAR E-CU 80X10MM FOR VX | LENGTH 300MM | 2 | 401.6919 | Catalog Non-Stocked Product | NO | LN | _B | _22 | 12 | 10 | 14
9686586 | 9686586 | 735.9663 | 441.5798 | Industrial Advanced | 0.6 | 7.892 | 639889921009 | PE-PEN BUSBAR E-CU 80X10MM FOR VX | LENGTH 500MM | 2 | 463.6588 | Catalog Non-Stocked Product | NO | LN | _B | _22 | 12 | 10 | 14
9686588 | 9686588 | 803.7777 | 482.2666 | Industrial Advanced | 0.6 | 11.089 | 639889921016 | PE-PEN BUSBAR E-CU 80X10MM FOR VX | LENGTH 700MM | 2 | 506.38 | Catalog Non-Stocked Product | NO | LN | _B | _22 | 12 | 10 | 14
9686589 | 9686589 | 224.6952 | 134.8171 | Industrial Advanced | 0.6 | 2.824 | 639889921061 | PE-PEN BAYING BRACKET E-CU 80X10MM |  | 2 | 141.558 | Catalog Non-Stocked Product | NO | LN | _B | _22 | 12 | 10 | 14
9686800 | 9686800 | 42.8353 | 25.7012 | Industrial Advanced | 0.6 | 0.099 | 639889929852 | SV Connection set M8 |  | 3 | 26.9863 | Catalog Non-Stocked Product | NO | LN | _B | _22 | 11 | 10 | 14
9686810 | 9686810 | 48.6206 | 29.1723 | Industrial Advanced | 0.6 | 0.095 | 639889929869 | SV Connection set M10 |  | 3 | 30.6309 | Catalog Non-Stocked Product | NO | LN | _B | _22 | 11 | 10 | 14
9686820 | 9686820 | 66.5917 | 39.955 | Industrial Advanced | 0.6 | 0.498 | 639889929876 | SV Filler piece for connection set |  | 3 | 41.9528 | Catalog Non-Stocked Product | NO | LN | _B | _22 | 12 | 10 | 14
9765092 | 9765092 | 419.7369 | 251.8421 | Industrial Advanced | 0.6 | 18.298 | 639889000667 | MOUNTING PANEL F- 600X1200 | CS BASIC | 1 | 264.4342 | Catalog Non-Stocked Product | NO | LN | _A | _10 | 85 | 10 | 14
9774510 | 9774510 | 9152.6367 | 5491.582 | Industrial Advanced | 0.6 | 194.004 | 639889924963 | CS TOPTEC 1800H0600W0600D |  | 1 | 5766.1611 | Catalog Non-Stocked Product | NO | LN | _A | _08 | 75 | 10 | 14
9783530 | 9783530 | 3256.4019 | 1953.8411 | Industrial Advanced | 0.6 | 77.16 | 639889850835 | 1200H0600W0500D CS BASIC |  | 1 | 2051.5332 | Catalog Non-Stocked Product | NO | LN | _A | _08 | 74 | 10 | 14
9785040 | 9785040 | 71.3922 | 42.8353 | Industrial Advanced | 0.6 | 0.309 | 639889837720 | CS PROFILE KEY CYLINDER |  | 1 | 44.9771 | Catalog Non-Stocked Product | NO | LN | _A | _10 | 83 | 10 | 14
9792055 | 9792055 | 956.5212 | 573.9127 | Industrial Advanced | 0.6 | 0 | 639889927261 | AX Outdoor-housing |  | 1 | 602.6084 | Catalog Stocked Product | YES | L8 | _A | _10 | 84 | 10 | 14
9792065 | 9792065 | 1267.2675 | 760.3605 | Industrial Advanced | 0.6 | 0 | 639889927278 | AX Outdoor-housing |  | 1 | 798.3785 | Catalog Stocked Product | YES | L8 | _A | _10 | 84 | 10 | 14
9792075 | 9792075 | 1367.418 | 820.4508 | Industrial Advanced | 0.6 | 50.705 | 639889927285 | AX Outdoor-housing |  | 1 | 861.4733 | Catalog Stocked Product | YES | L8 | _A | _10 | 84 | 10 | 14
9828110 | 9828110 | 1359.9207 | 815.9524 | Industrial Advanced | 0.6 | 16.755 | 639889927698 | CS ADAPTER PLATE FOR TOPTEC |  | 1 | 856.75 | Catalog Non-Stocked Product | NO | LN | _A | _08 | 75 | 10 | 14
9828500 | 9828500 | 8652.6675 | 5191.6005 | Industrial Advanced | 0.6 | 220.459 | 639889924970 | CS TOPTEC 1200H0800W0800D |  | 1 | 5451.1805 | Catalog Stocked Product | YES | L8 | _A | _08 | 75 | 10 | 14
9828550 | 9828550 | 8783.4786 | 5270.0872 | Industrial Advanced | 0.6 | 185.185 | 639889924987 | CS TOPTEC 1200H0800W0800D |  | 1 | 5533.5915 | Catalog Non-Stocked Product | NO | LN | _A | _08 | 75 | 10 | 14
9851482 | 9851482 | 59.9448 | 35.9669 | Industrial Advanced | 0.6 | 0.8 | 639889898660 | DSK12NC | CARBON | 1 | 37.7652 | Catalog Non-Stocked Product | NO | LN | _A | _10 | 84 | 80 | 14
9851483 | 9851483 | 66.2224 | 39.7335 | Industrial Advanced | 0.6 | 0.939 | 639889898677 | DSK16NC | CARBON | 1 | 41.7201 | Catalog Stocked Product | YES | LS | _A | _10 | 84 | 80 | 14
9851484 | 9851484 | 72.5 | 43.5 | Industrial Advanced | 0.6 | 1.069 | 639889898684 | DSK20NC | CARBON | 1 | 45.675 | Catalog Stocked Product | YES | LS | _A | _10 | 84 | 80 | 14
9851485 | 9851485 | 78.7776 | 47.2666 | Industrial Advanced | 0.6 | 1.301 | 639889898691 | DSK24NC | CARBON | 1 | 49.6299 | Catalog Non-Stocked Product | NO | LN | _A | _10 | 84 | 80 | 14
9851487 | 9851487 | 85.0552 | 51.0331 | Industrial Advanced | 0.6 | 2 | 639889898714 | DSK30NC | CARBON | 1 | 53.5848 | Catalog Stocked Product | YES | LS | _A | _10 | 84 | 80 | 14
9851489 | 9851489 | 91.4559 | 54.8735 | Industrial Advanced | 0.6 | 2 | 639889898738 | DSK36NC | CARBON | 1 | 57.6172 | Catalog Non-Stocked Product | NO | LN | _A | _10 | 84 | 80 | 14
9851491 | 9851491 | 119.733 | 71.8398 | Industrial Advanced | 0.6 | 0.8 | 639889898752 | DSK12N6 | 316SS | 1 | 75.4318 | Catalog Non-Stocked Product | NO | LN | _A | _10 | 84 | 8E | 14
9851492 | 9851492 | 130.8111 | 78.4867 | Industrial Advanced | 0.6 | 0.95 | 639889898769 | DSK16N6 | 316SS | 1 | 82.411 | Catalog Stocked Product | YES | L8 | _A | _10 | 84 | 8E | 14
9851493 | 9851493 | 141.8892 | 85.1335 | Industrial Advanced | 0.6 | 1.171 | 639889898776 | DSK20N6 | 316SS | 1 | 89.3902 | Catalog Non-Stocked Product | NO | LN | _A | _10 | 84 | 8E | 14
9851494 | 9851494 | 152.9673 | 91.7804 | Industrial Advanced | 0.6 | 1.4 | 639889898783 | DKS24N6 | 316SS | 1 | 96.3694 | Catalog Non-Stocked Product | NO | LN | _A | _10 | 84 | 8E | 14
9851496 | 9851496 | 170.1999 | 102.1199 | Industrial Advanced | 0.6 | 0 | 639889898806 | DSK30N6 | 316SS | 1 | 107.2259 | Catalog Non-Stocked Product | NO | LN | _A | _10 | 84 | 8E | 14
9851498 | 9851498 | 189.2229 | 113.5337 | Industrial Advanced | 0.6 | 2.03 | 639889898820 | DSK36N6 | 316SS | 1 | 119.2104 | Catalog Stocked Product | YES | LS | _A | _10 | 84 | 8E | 14
9851501 | WM242408N43PT | 1356.0042 | 650.882 | Industrial Market | 0.48 | 57.5 | 639889872929 | WM242408N43PT |  | 1 | 569.5218 | Catalog Stocked Product | YES | LS | _A | _02 | 11 | 7E | 11
9851502 | WM242010N43PT | 1437.0198 | 689.7695 | Industrial Market | 0.48 | 45.15 | 639889872936 | WM242010N43PT |  | 1 | 603.5483 | Catalog Non-Stocked Product | NO | LN | _A | _02 | 11 | 7E | 11
9851503 | WM242412N43PT | 1607.2197 | 771.4655 | Industrial Market | 0.48 | 58 | 639889872943 | WM242412N43PT |  | 1 | 675.0323 | Catalog Stocked Product | YES | L8 | _A | _02 | 11 | 7E | 11
9851504 | WM302408N43PT | 1588.98 | 762.7104 | Industrial Market | 0.48 | 65 | 639889872950 | WM302408N43PT |  | 1 | 667.3716 | Catalog Non-Stocked Product | NO | LN | _A | _02 | 11 | 7E | 11
9851506 | WM302412N43PT | 1767.0129 | 848.1662 | Industrial Market | 0.48 | 73 | 639889872974 | WM302412N43PT |  | 1 | 742.1454 | Catalog Non-Stocked Product | NO | LN | _A | _02 | 11 | 7E | 11
9851510 | WM363012N43PT | 2566.6503 | 1231.9921 | Industrial Market | 0.48 | 113 | 639889873018 | WM363012N43PT |  | 1 | 1077.9931 | Catalog Stocked Product | YES | L8 | _A | _02 | 11 | 7E | 11
9851511 | WM363612N43PT | 2981.5755 | 1431.1562 | Industrial Market | 0.48 | 131.001 | 639889873025 | WM363612N43PT |  | 1 | 1252.2617 | Catalog Stocked Product | YES | LS | _A | _02 | 11 | 7E | 11
9851514 | WM242010N63PT | 1581.147 | 758.9506 | Industrial Market | 0.48 | 48.999 | 639889873056 | WM242010N63PT |  | 1 | 664.0817 | Catalog Non-Stocked Product | NO | LN | _A | _02 | 11 | 8E | 11
9851517 | WM303008N63PT | 2117.7075 | 1016.4996 | Industrial Market | 0.48 | 78.999 | 639889873087 | WM303008N63PT |  | 1 | 889.4371 | Catalog Non-Stocked Product | NO | LN | _A | _02 | 11 | 8E | 11
9851518 | WM302412N63PT | 2121.5121 | 1018.3258 | Industrial Market | 0.48 | 71.001 | 639889873094 | WM302412N63PT |  | 1 | 891.0351 | Catalog Non-Stocked Product | NO | LN | _A | _02 | 11 | 8E | 11
9851519 | WM362408N63PT | 2177.9097 | 1045.3967 | Industrial Market | 0.48 | 80 | 639889873100 | WM362408N63PT |  | 1 | 914.7221 | Catalog Non-Stocked Product | NO | LN | _A | _02 | 11 | 8E | 11
9851527 | WM363016N43PT | 3282.5865 | 1575.6415 | Industrial Market | 0.48 | 121.997 | 639889872431 | WM363016N43PT |  | 1 | 1378.6863 | Catalog Stocked Product | YES | LS | _A | _02 | 11 | 8E | 11
9851528 | WM363016N63PT | 3847.9053 | 1846.9945 | Industrial Market | 0.48 | 0 | 639889872448 | WM363016N63PT |  | 1 | 1616.1202 | Catalog Non-Stocked Product | NO | LN | _A | _02 | 11 | 8E | 11
9851531 | WM161608N6 | 1083.6396 | 520.147 | Industrial Market | 0.48 | 50 | 639889837232 | WM161608N6 |  | 1 | 455.1286 | Catalog Stocked Product | YES | LS | _A | _02 | 11 | 7E | 11
9851532 | WM161608N4 | 933.0222 | 447.8507 | Industrial Market | 0.48 | 25 | 639889898615 | WM161608N4 |  | 1 | 391.8693 | Catalog Stocked Product | YES | LS | _A | _02 | 11 | 8E | 11
9851533 | WM242408NC L/MPL | 385.6074 | 185.0916 | Industrial Market | 0.48 | 38.999 | 639889902985 | WM242408NC L/MPL |  | 1 | 161.9551 | Catalog Non-Stocked Product | NO | LN | _A | _02 | 11 | 80 | 11
9851534 | WM302408NC L/MPL | 448.8309 | 215.4388 | Industrial Market | 0.48 | 42 | 639889902992 | WM302408NC L/MPL |  | 1 | 188.509 | Catalog Stocked Product | YES | LS | _A | _02 | 11 | 80 | 11
9851535 | WM303008NC L/MPL | 599.1126 | 287.574 | Industrial Market | 0.48 | 55 | 639889903005 | WM303008NC L/MPL |  | 1 | 251.6273 | Catalog Stocked Product | YES | LS | _A | _02 | 11 | 80 | 11
9851536 | WM363008NC L/MPL | 736.7496 | 353.6398 | Industrial Market | 0.48 | 64.998 | 639889906754 | WM363008NC L/MPL |  | 1 | 309.4348 | Catalog Stocked Product | YES | LS | _A | _02 | 11 | 80 | 11
9851537 | 9851537 | 97.4873 | 58.4924 | Industrial Advanced | 0.6 | 2 | 639889911857 | WM MOUNTING BRACKET KIT |  | 1 | 61.417 | Catalog Non-Stocked Product | NO | LN | _A | _10 | 82 | 80 | 14
9851538 | WM241610NC | 460.0209 | 220.81 | Industrial Market | 0.48 | 28.999 | 639889911949 | WM241610NC |  | 1 | 193.2088 | Catalog Stocked Product | YES | LS | _A | _02 | 11 | 80 | 11
9851539 | WM242610XC | 913.8873 | 438.6659 | Industrial Market | 0.48 | 67 | 639889912861 | WM242610XC |  | 1 | 383.8327 | Catalog Non-Stocked Product | NO | LN | _A | _02 | 11 | 70 | 11
9868500 | 9868500 | 8995.641 | 5397.3846 | Industrial Advanced | 0.6 | 255.732 | 639889924994 | CS TOPTEC 1600H0800W0800D |  | 1 | 5667.2538 | Catalog Stocked Product | YES | L8 | _A | _08 | 75 | 10 | 14
9868550 | 9868550 | 9126.4521 | 5475.8713 | Industrial Advanced | 0.6 | 246.914 | 639889925007 | CS TOPTEC 1600H0800W0800D |  | 1 | 5749.6648 | Catalog Stocked Product | YES | L8 | _A | _08 | 75 | 10 | 14
9888500 | 9888500 | 9338.5026 | 5603.1016 | Industrial Advanced | 0.6 | 259.039 | 639889925014 | CS TOPTEC 1800H0800W0800D |  | 1 | 5883.2566 | Catalog Non-Stocked Product | NO | LN | _A | _08 | 75 | 10 | 14
9888550 | 9888550 | 9470.6565 | 5682.3939 | Industrial Advanced | 0.6 | 268.959 | 639889925021 | CS TOPTEC 1800H0800W0800D |  | 1 | 5966.5136 | Catalog Non-Stocked Product | NO | LN | _A | _08 | 75 | 10 | 14
9951077 | 9951077 | 6063.4134 | 5153.9014 | IT Advanced | 0.85 | 260 | 639889907546 | LCP DX UL CONDENSER | Carrier model 09AWH006V-3B-C (horizontal air flow) | 1 | 4547.5601 | Catalog Non-Stocked Product | NO | LN | _D | _44 | 37 | 70 | 24
9951130 | 9951130 | 2518.1976 | 1510.9186 | Industrial Advanced | 0.6 | 300 | 639889872356 | 1400H0800W0500D TS FMDC TXT | TS FMDC SIMPLIFIED DISCONNECT | 1 | 1586.4645 | Catalog Stocked Product | YES | LS | _A | _03 | 21 | 70 | 14
9951131 | 9951131 | 2811.3756 | 1686.8254 | Industrial Advanced | 0.6 | 284.392 | 639889872363 | 1400H1000W0500D TS FMDC TXT | TS FMDC SIMPLIFIED DISCONNECT | 1 | 1771.1666 | Catalog Stocked Product | YES | LS | _A | _03 | 21 | 70 | 14
9951134 | 9951134 | 2510.3646 | 1506.2188 | Industrial Advanced | 0.6 | 250 | 639889874336 | 1800H0800W0400D TS FMDC TXT | SIMPLIFIED DISCONNECT | 1 | 1581.5297 | Catalog Stocked Product | YES | LS | _A | _03 | 21 | 70 | 14
9951135 | 9951135 | 2622.8241 | 1573.6945 | Industrial Advanced | 0.6 | 293.995 | 639889874343 | 1800H0800W0500D TS FMDC TXT | SIMPLIFIED DISCONNECT | 1 | 1652.3792 | Catalog Stocked Product | YES | LS | _A | _03 | 21 | 70 | 14
9951136 | 9951136 | 3063.9339 | 1838.3603 | Industrial Advanced | 0.6 | 333.993 | 639889874350 | 1800H1000W0500D TS FMDC TXT | SIMPLIFIED DISCONNECT | 1 | 1930.2784 | Catalog Stocked Product | YES | LS | _A | _03 | 21 | 70 | 14
9951137 | 9951137 | 4535.0832 | 2721.0499 | Industrial Advanced | 0.6 | 543.999 | 639889872370 | 1400H1600W0500D TS FMDC TXT | TS FMDC SIMPLIFIED DISCONNECT | 1 | 2857.1024 | Catalog Non-Stocked Product | NO | LN | _A | _03 | 21 | 70 | 14
9951138 | 9951138 | 4756.1976 | 2853.7186 | Industrial Advanced | 0.6 | 552 | 639889874367 | 1800H1600W0500D TS FMDC TXT | SIMPLIFIED DISCONNECT | 1 | 2996.4045 | Catalog Stocked Product | YES | LS | _A | _03 | 21 | 70 | 14
9951140 | 9951140 | 5182.9842 | 3109.7905 | Industrial Advanced | 0.6 | 662 | 639889874374 | 1800H1800W0500D TS FMDC TXT | SIMPLIFIED DISCONNECT | 1 | 3265.28 | Catalog Stocked Product | YES | LS | _A | _03 | 21 | 70 | 14
9951142 | 9951142 | 2713.2393 | 1627.9436 | Industrial Advanced | 0.6 | 278 | 639889874381 | 2000H0800W0500D TS FMDC TXT | SIMPLIFIED DISCONNECT | 1 | 1709.3408 | Catalog Stocked Product | YES | LS | _A | _03 | 21 | 70 | 14
9951143 | 9951143 | 2847.9669 | 1708.7801 | Industrial Advanced | 0.6 | 288 | 639889874398 | 2000H0800W0600D TS FMDC TXT | SIMPLIFIED DISCONNECT | 1 | 1794.2191 | Catalog Stocked Product | YES | LS | _A | _03 | 21 | 70 | 14
9951144 | 9951144 | 3053.4153 | 1832.0492 | Industrial Advanced | 0.6 | 300 | 639889874404 | 2000H0800W0800D TS FMDC TXT | SIMPLIFIED DISCONNECT | 1 | 1923.6516 | Catalog Stocked Product | YES | LS | _A | _03 | 21 | 70 | 14
9951145 | 9951145 | 3221.0415 | 1932.6249 | Industrial Advanced | 0.6 | 403.973 | 639889874411 | 2000H1000W0500D TS FMDC TXT | SIMPLIFIED DISCONNECT | 1 | 2029.2561 | Catalog Stocked Product | YES | LS | _A | _03 | 21 | 70 | 14
9951146 | 9951146 | 3323.0943 | 1993.8566 | Industrial Advanced | 0.6 | 383 | 639889874428 | 2000H1000W0600D TS FMDC TXT | SIMPLIFIED DISCONNECT | 1 | 2093.5494 | Catalog Stocked Product | YES | LS | _A | _03 | 21 | 70 | 14
9951147 | 9951147 | 4904.1294 | 2942.4776 | Industrial Advanced | 0.6 | 540 | 639889874435 | 2000H1600W0500D TS FMDC TXT | SIMPLIFIED DISCONNECT | 1 | 3089.6015 | Catalog Stocked Product | YES | LS | _A | _03 | 21 | 70 | 14
9951148 | 9951148 | 4955.1558 | 2973.0935 | Industrial Advanced | 0.6 | 546.001 | 639889874442 | 2000H1600W0600D TS FMDC TXT | SIMPLIFIED DISCONNECT | 1 | 3121.7482 | Catalog Stocked Product | YES | LS | _A | _03 | 21 | 70 | 14
9951150 | 9951150 | 5524.503 | 3314.7018 | Industrial Advanced | 0.6 | 291.001 | 639889874459 | 2000H1800W0500D TS FMDC TXT | SIMPLIFIED DISCONNECT | 1 | 3480.4369 | Catalog Stocked Product | YES | LS | _A | _03 | 21 | 70 | 14
9951151 | 9951151 | 5710.3689 | 3426.2213 | Industrial Advanced | 0.6 | 622 | 639889874466 | 2000H1800W0600D TS FMDC TXT | SIMPLIFIED DISCONNECT | 1 | 3597.5324 | Catalog Stocked Product | YES | LS | _A | _03 | 21 | 70 | 14
9951153 | 9951153 | 3151.6635 | 1890.9981 | Industrial Advanced | 0.6 | 308 | 639889874473 | 2200H0800W0600D TS FMDC TXT | SIMPLIFIED DISCONNECT | 1 | 1985.548 | Catalog Stocked Product | YES | LS | _A | _03 | 21 | 70 | 14
9951154 | 9951154 | 3310.002 | 1986.0012 | Industrial Advanced | 0.6 | 390 | 639889874480 | 2200H1000W0500D TS FMDC TXT | SIMPLIFIED DISCONNECT | 1 | 2085.3013 | Catalog Stocked Product | YES | LS | _A | _03 | 21 | 70 | 14
9951155 | 9951155 | 164.1573 | 98.4944 | Industrial Advanced | 0.6 | 3.267 | 639889874497 | ADAPTER PLATE F-FMDC HIGH AMP | UPPER POSITION | 1 | 103.4191 | Catalog Stocked Product | YES | LS | _A | _10 | 84 | 70 | 14
9951157 | 9951157 | 162.7026 | 97.6216 | Industrial Advanced | 0.6 | 2 | 639889874503 | ADAPTER PLATE F-FMDC LOW AMP | UPPER POSITION | 1 | 102.5026 | Catalog Stocked Product | YES | LS | _A | _10 | 84 | 70 | 14
9951158 | 9951158 | 59.6987 | 35.8192 | Industrial Advanced | 0.6 | 0.5 | 639889874510 | COUPLING FOR INTERCONN. ROD | LOWER POSITION | 5 | 37.6101 | Catalog Stocked Product | YES | LS | _A | _10 | 84 | 70 | 14
9951159 | 9951159 | 157.5552 | 94.5331 | Industrial Advanced | 0.6 | 3.695 | 639889874527 | ADAPTER PLATE F-FMDC BLANK |  | 1 | 99.2598 | Catalog Stocked Product | YES | LS | _A | _10 | 84 | 70 | 14
9951160 | 9951160 | 155.9886 | 93.5932 | Industrial Advanced | 0.6 | 2 | 639889874534 | LOCK ROD ASSEMBLY KIT F-NEW TS FMD |  | 1 | 98.2728 | Catalog Stocked Product | YES | LS | _A | _10 | 84 | 70 | 14
9951161 | 9951161 | 616.7928 | 462.5946 | Spare Parts | 0.75 | 0 | 639889881402 | TS DOOR FMD FLANGE 1800H0125W 130DEG | 130° HINGE - FOR 800_1000W FMDC | 1 | 388.5795 | Stocked Spare Part Product | YES | L2 | _E | _52 | 11 | 40 | SP
9951162 | 9951162 | 679.0092 | 509.2569 | Spare Parts | 0.75 | 0 | 639889881419 | TS DOOR FMD FLANGE 2000H0125W 130DEG | 130° HINGE - FOR 800_1000W FMDC | 1 | 427.7758 | Stocked Spare Part Product | YES | L2 | _E | _52 | 11 | 40 | SP
9951163 | 9951163 | 764.6127 | 573.4595 | Spare Parts | 0.75 | 0 | 639889881426 | TS DOOR FMD FLANGE 2200H0125W 130DEG | 130° HINGE - FOR 800/1000W FMDC | 1 | 481.706 | Non-Stocked Spare Part Product | NO | SP | _E | _52 | 11 | 40 | SP
9951164 | 9951164 | 636.8229 | 477.6172 | Spare Parts | 0.75 | 0 | 639889881433 | TS DOOR FMD FLANGE 1800H0125W 180DEG | 180° HINGE - FOR 1600/1800W FMDC | 1 | 401.1984 | Stocked Spare Part Product | YES | L2 | _E | _52 | 11 | 40 | SP
9951165 | 9951165 | 714.2577 | 535.6933 | Spare Parts | 0.75 | 43.999 | 639889881440 | TS DOOR FMD FLANGE 2000H0125W 180DEG | 180° HINGE - FOR 1600/1800W FMDC | 1 | 449.9824 | Stocked Spare Part Product | YES | L2 | _E | _52 | 11 | 40 | SP
9951166 | 9951166 | 924.294 | 693.2205 | Spare Parts | 0.75 | 0 | 639889881457 | TS DOOR FMD MSTR 1800H0675W 130DEG | 130° HINGE - FOR 800W FMDC | 1 | 582.3052 | Non-Stocked Spare Part Product | NO | SP | _E | _52 | 11 | 40 | SP
9951167 | 9951167 | 979.6845 | 734.7634 | Spare Parts | 0.75 | 0 | 639889881464 | TS DOOR FMD MSTR 2000H0675W 130DEG | 130° HINGE - FOR 800W FMDC | 1 | 617.2012 | Non-Stocked Spare Part Product | NO | SP | _E | _52 | 11 | 40 | SP
9951168 | 9951168 | 1075.4709 | 806.6032 | Spare Parts | 0.75 | 0 | 639889881471 | TS DOOR FMD MSTR 2200H0675W 130DEG | 130° HINGE - FOR 800W FMDC | 1 | 677.5467 | Non-Stocked Spare Part Product | NO | SP | _E | _52 | 11 | 40 | SP
9951169 | 9951169 | 976.3275 | 732.2456 | Spare Parts | 0.75 | 0 | 639889881488 | TS DOOR FMD MSTR 1800H0875W 130DEG | 130° HINGE - FOR 1000W FMDC | 1 | 615.0863 | Non-Stocked Spare Part Product | NO | SP | _E | _52 | 11 | 40 | SP
9951170 | 9951170 | 1043.5794 | 782.6846 | Spare Parts | 0.75 | 0 | 639889881495 | TS DOOR FMD MSTR 2000H0875W 130DEG | 130° HINGE - FOR 1000W FMDC | 1 | 657.455 | Non-Stocked Spare Part Product | NO | SP | _E | _52 | 11 | 40 | SP
9951171 | 9951171 | 1157.9412 | 868.4559 | Spare Parts | 0.75 | 0 | 639889881501 | TS DOOR FMD MSTR 2200H0875W 130DEG | 130° HINGE - FOR 1000W FMDC | 1 | 729.503 | Non-Stocked Spare Part Product | NO | SP | _E | _52 | 11 | 40 | SP
9951172 | 9951172 | 1208.1843 | 906.1382 | Spare Parts | 0.75 | 0 | 639889881518 | TS DOOR FMD MSTR 1800H0875W 180DEG | 180° HINGE - FOR 1800W FMDC | 1 | 761.1561 | Non-Stocked Spare Part Product | NO | SP | _E | _52 | 11 | 40 | SP
9951173 | 9951173 | 1278.7932 | 959.0949 | Spare Parts | 0.75 | 0 | 639889881525 | TS DOOR FMD MSTR 2000H0875W 180DEG | 180° HINGE - FOR 1800W FMDC | 1 | 805.6397 | Non-Stocked Spare Part Product | NO | SP | _E | _52 | 11 | 40 | SP
9951174 | 9951174 | 1137.5754 | 853.1816 | Spare Parts | 0.75 | 0 | 639889881532 | TS DOOR FMD MSTR 1800H0775W 180DEG | 180° HINGE - FOR 1600W FMDC | 1 | 716.6725 | Non-Stocked Spare Part Product | NO | SP | _E | _52 | 11 | 40 | SP
9951175 | 9951175 | 1199.9037 | 899.9278 | Spare Parts | 0.75 | 0 | 639889881549 | TS DOOR FMD MSTR 2000H0775W 180DEG | 180° HINGE - FOR 1600W FMDC | 1 | 755.9393 | Non-Stocked Spare Part Product | NO | SP | _E | _52 | 11 | 40 | SP
9957137 | 9957137 | 735.9663 | 551.9747 | Spare Parts | 0.75 | 0 | 639889921146 | TS DOOR DBL RH 2200H0500W |  | 1 | 463.6588 | Non-Stocked Spare Part Product | NO | SP | _E | _52 | 11 | 40 | SP
9957138 | 9957138 | 735.9663 | 551.9747 | Spare Parts | 0.75 | 0 | 639889921153 | TS DOOR DBL LH 2200H0500W |  | 1 | 463.6588 | Non-Stocked Spare Part Product | NO | SP | _E | _52 | 11 | 40 | SP
9957139 | 9957139 | 1089.7941 | 817.3456 | Spare Parts | 0.75 | 103.999 | 639889932210 | TS FRAME 2200H1000W0800D |  | 1 | 686.5703 | Non-Stocked Spare Part Product | NO | LN | _E | _52 | 11 | 40 | SP
9957324 | 9957324 | 48.7436 | 29.2462 | Industrial Advanced | 0.6 | 0.02 | 639889286740 | 10-32 CAPTIVE NUTS | PU=50 PCS. | 50 | 30.7085 | Catalog Stocked Product | YES | LS | _A | _10 | 87 | 70 | 14
9957334 | 9957334 | 68.1919 | 40.9151 | Industrial Advanced | 0.6 | 0.5 | 639889912052 | HD WALL SPACER 2 INCH |  | 1 | 42.9609 | Catalog Stocked Product | YES | LS | _A | _10 | 88 | 7E | 14
9957640 | 9957640 | 57.6061 | 34.5637 | Industrial Advanced | 0.6 | 0.099 | 639889906761 | HD CABLE GLAND - NPT 1/4 |  | 1 | 36.2919 | Catalog Stocked Product | YES | LS | _A | _10 | 88 | 7E | 14
9957641 | 9957641 | 60.5603 | 36.3362 | Industrial Advanced | 0.6 | 0.201 | 639889906778 | HD CABLE GLAND - NPT 3/8 |  | 1 | 38.153 | Catalog Stocked Product | YES | LS | _A | _10 | 88 | 7E | 14
9957642 | 9957642 | 68.1919 | 40.9151 | Industrial Advanced | 0.6 | 8.999 | 639889906785 | HD CABLE GLAND - NPT 1/2 |  | 1 | 42.9609 | Catalog Stocked Product | YES | LS | _A | _10 | 88 | 7E | 14
9957643 | 9957643 | 83.3319 | 49.9992 | Industrial Advanced | 0.6 | 15.999 | 639889906792 | HD CABLE GLAND - NPT 3/4 |  | 1 | 52.4991 | Catalog Stocked Product | YES | LS | _A | _10 | 88 | 7E | 14
9957851 | 9957851 | 2714.1345 | 1628.4807 | Industrial Advanced | 0.6 | 0 | 639889906846 | 1800H0500D TS8 DISCONNECT MODULE SS 316 | TYPE 4X | 1 | 1709.9047 | Catalog Non-Stocked Product | NO | LN | _A | _10 | 82 | 8E | 14
9957852 | 9957852 | 3149.0898 | 1889.4539 | Industrial Advanced | 0.6 | 0 | 639889906853 | 1800H0600D TS8 DISCONNECT MODULE SS 316 | TYPE 4X | 1 | 1983.9266 | Catalog Non-Stocked Product | NO | LN | _A | _10 | 82 | 8E | 14
9957854 | 9957854 | 3487.3635 | 2092.4181 | Industrial Advanced | 0.6 | 100.999 | 639889906877 | 2000H0600D TS8 DISCONNECT MODULE SS 316 | TYPE 4X | 1 | 2197.039 | Catalog Non-Stocked Product | NO | LN | _A | _10 | 82 | 8E | 14
9960193 | 9960193 | 13875.7119 | 10406.7839 | Spare Parts | 0.75 | 0 | 639889934887 | PUMP FOR 3335460-3335467 | CH2-50A-A-CVBV, 3X400/480V | 1 | 8741.6985 | Non-Stocked Spare Part Product | NO | SP | _E | _52 | 13 | 40 | SP
9960301 | 9960301 | 2172.7623 | 1846.848 | IT Advanced | 0.85 | 0 | 639889863569 | 42U 2000H0600W0600D TS UL TYPE12 NETWORK | SOLID FRONT AND REAR DOORS, RAL7035 | 1 | 1629.5717 | Catalog Non-Stocked Product | NO | LN | _D | _04 | 32 | 30 | 24
9960302 | 9960302 | 2223.0054 | 1889.5546 | IT Advanced | 0.85 | 288 | 639889863576 | 42U 2000H0600W0800D TS UL TYPE12 NETWORK | SOLID FRONT AND REAR DOORS, RAL7035 | 1 | 1667.2541 | Catalog Non-Stocked Product | NO | LN | _D | _04 | 32 | 30 | 24
9960303 | 9960303 | 2354.4879 | 2001.3147 | IT Advanced | 0.85 | 293.995 | 639889863583 | 42U 2000H0800W0800D TS UL TYPE12 NETWORK | SOLID FRONT AND REAR DOORS, RAL7035 | 1 | 1765.8659 | Catalog Non-Stocked Product | NO | LN | _D | _04 | 32 | 30 | 24
9960491 | 9960491 | 150.3936 | 90.2362 | Industrial Advanced | 0.6 | 0 | 639889863590 | IT HEAVY-DUTY BAYING CONNECTOR EXTERNAL | SAND TEX BLACK | 2 | 94.748 | Catalog Non-Stocked Product | NO | LN | _D | _50 | 82 | 30 | 14
9960676 | 9960676 | 94.6562 | 80.4578 | IT Advanced | 0.85 | 0.201 | 639889863606 | 1U TOOLLESS BLANKING PANEL | BLACK, PLASTIC | 12 | 70.9922 | Catalog Stocked Product | YES | LS | _A | _10 | 87 | 70 | 24
9960692 | 9960692 | 33.3574 | 28.3538 | IT Advanced | 0.85 | 1.001 | 639889863613 | COMBINATION LOCK RESET TOOL | F/ COMFORT SECURITY HANDLES | 1 | 25.018 | Catalog Stocked Product | YES | LS | _D | _41 | 05 | 30 | 24
9961326 | 9961326 | 57.483 | 34.4898 | Industrial Advanced | 0.6 | 0.3 | 639889863620 | SNAP RING GROMMET |  | 4 | 36.2143 | Catalog Stocked Product | YES | LS | _A | _10 | 87 | 70 | 14
9961328 | 9961328 | 314.2152 | 267.0829 | IT Advanced | 0.85 | 5 | 639889863637 | 2000H0600W AIR BRUSH BAFFLE |  | 2 | 235.6614 | Catalog Stocked Product | YES | L8 | _A | _10 | 83 | 30 | 24
9961329 | 9961329 | 470.3157 | 399.7683 | IT Advanced | 0.85 | 12 | 639889863644 | 2000H0700W AIR BRUSH BAFFLE |  | 2 | 352.7368 | Catalog Non-Stocked Product | NO | LN | _A | _10 | 83 | 30 | 24
9961330 | 9961330 | 524.1396 | 445.5187 | IT Advanced | 0.85 | 15 | 639889863651 | 2000H0800W AIR BRUSH BAFFLE |  | 2 | 393.1047 | Catalog Non-Stocked Product | NO | LN | _A | _10 | 83 | 30 | 24
9961331 | 9961331 | 342.6378 | 291.2421 | IT Advanced | 0.85 | 5 | 639889863668 | 2200H0600W AIR BRUSH BAFFLE |  | 2 | 256.9783 | Catalog Non-Stocked Product | NO | LN | _A | _10 | 83 | 30 | 24
9961332 | 9961332 | 509.145 | 432.7732 | IT Advanced | 0.85 | 13 | 639889863675 | 2200H0700W AIR BRUSH BAFFLE |  | 2 | 381.8587 | Catalog Stocked Product | YES | L8 | _A | _10 | 83 | 30 | 24
9961333 | 9961333 | 572.8161 | 486.8937 | IT Advanced | 0.85 | 20 | 639889863682 | 2200H0800W AIR BRUSH BAFFLE |  | 2 | 429.6121 | Catalog Non-Stocked Product | NO | LN | _A | _10 | 83 | 30 | 24
9961334 | 9961334 | 72.9924 | 43.7954 | Industrial Advanced | 0.6 | 0.481 | 639889863699 | BRUSH RING USED IN 112MM SNAP BUSHING |  | 4 | 45.9852 | Catalog Stocked Product | YES | LS | _A | _10 | 87 | 70 | 14
9961504 | 9961504 | 28.3107 | 16.9864 | Industrial Advanced | 0.6 | 1.001 | 639889863705 | LEVELING FEET | M12 X 1.75 | 4 | 17.8357 | Catalog Stocked Product | YES | LS | _A | _10 | 81 | 70 | 14
9961779 | 9961779 | 88.7479 | 75.4357 | IT Advanced | 0.85 | 0.002 | 639889863736 | SMALL D-RING 1-4 TURN MGR 3in x 1.25in | PU=10 | 10 | 66.5609 | Catalog Non-Stocked Product | NO | LN | _A | _10 | 85 | 70 | 24
9961780 | 9961780 | 100.5645 | 85.4799 | IT Advanced | 0.85 | 0.201 | 639889863743 | LARGE D-RING 1-4 TURN MANAGER | PU=10 | 10 | 75.4234 | Catalog Non-Stocked Product | NO | LN | _A | _10 | 90 | 70 | 24
9962188 | 9962188 | 9620.2668 | 8177.2268 | IT Advanced | 0.85 | 0 | 639889907577 | DYNA 47U 2200H800W1200DW-PALLET RAL9005 | DYNAMIC TS IT 47U RAL9005 2000H800W1200D | 1 | 7215.2001 | Catalog Non-Stocked Product | NO | LN | _D | _04 | 31 | 70 | 24
9962544 | 9962544 | 41.9737 | 25.1842 | Industrial Advanced | 0.6 | 0.75 | 639889258402 | BOX OF 50- M6 X 12 HEX HD SCR |  | 50 | 26.4434 | Catalog Stocked Product | YES | LS | _A | _10 | 85 | 80 | 14
9963471 | 9963471 | 443.0121 | 265.8073 | Industrial Advanced | 0.6 | 32 | 639889903067 | 2200H0500D TS PARTITION WALL |  | 1 | 279.0976 | Catalog Non-Stocked Product | NO | LN | _A | _10 | 82 | 80 | 14
9963472 | 9963472 | 564.5355 | 338.7213 | Industrial Advanced | 0.6 | 0 | 639889903074 | 2200H0800D TS PARTITION WALL |  | 1 | 355.6574 | Catalog Stocked Product | YES | L8 | _A | _10 | 82 | 80 | 14
9963485 | 9963485 | 300.3396 | 180.2038 | Industrial Advanced | 0.6 | 0 | 639889897335 | 1400H0500D TS DIVIDER PANEL |  | 1 | 189.2139 | Catalog Stocked Product | YES | LS | _A | _10 | 82 | 80 | 14
9963487 | 9963487 | 2092.9776 | 1779.031 | IT Advanced | 0.85 | 0 | 639889863910 | 24U 1200H0600W0600D TS UL TYPE12 NETWORK | SOLID FRONT AND REAR DOORS, RAL 7035 | 1 | 1569.7332 | Catalog Non-Stocked Product | NO | LN | _D | _04 | 32 | 30 | 24
9963488 | 9963488 | 2144.6754 | 1822.9741 | IT Advanced | 0.85 | 0 | 639889863927 | 24U 1200H0600W0800D TS UL TYPE12 NETWORK | SOLID FRONT AND REAR DOORS, RAL 7035 | 1 | 1608.5066 | Catalog Non-Stocked Product | NO | LN | _D | _04 | 32 | 30 | 24
9963489 | 9963489 | 2799.0666 | 2379.2066 | IT Advanced | 0.85 | 0 | 639889863934 | 24U 1200H0600W1000D TS UL TYPE12 NETWORK | SOLID FRONT AND REAR DOORS, RAL 7035 | 1 | 2099.3 | Catalog Non-Stocked Product | NO | LN | _D | _04 | 32 | 30 | 24
9963490 | 9963490 | 2327.8557 | 1978.6773 | IT Advanced | 0.85 | 716.49 | 639889863941 | 42U 2000H0600W1000D TS UL TYPE12 NETWORK | SOLID FRONT AND REAR DOORS, RAL 7035 | 1 | 1745.8918 | Catalog Stocked Product | YES | LS | _D | _04 | 32 | 30 | 24
9963492 | 9963492 | 2248.071 | 1910.8603 | IT Advanced | 0.85 | 0 | 639889863965 | 47U 2200H0600W0600D TS UL TYPE12 NETWORK | SOLID FRONT AND REAR DOORS, RAL 7035 | 1 | 1686.0532 | Catalog Non-Stocked Product | NO | LN | _D | _04 | 32 | 30 | 24
9963496 | 9963496 | 2422.4112 | 2059.0495 | IT Advanced | 0.85 | 0 | 639889864009 | 47U 2200H0800W0800D TS UL TYPE12 NETWORK | SOLID FRONT AND REAR DOORS, RAL 7035 | 1 | 1816.8084 | Catalog Non-Stocked Product | NO | LN | _D | _04 | 32 | 80 | 24
9963497 | 9963497 | 2562.7338 | 2178.3237 | IT Advanced | 0.85 | 0 | 639889864016 | 47U 2200H0800W1000D TS UL TYPE12 NETWORK | SOLID FRONT AND REAR DOORS, RAL 7035 | 1 | 1922.0503 | Catalog Non-Stocked Product | NO | LN | _D | _04 | 32 | 30 | 24
9963498 | 9963498 | 2589.366 | 2200.9611 | IT Advanced | 0.85 | 0 | 639889864023 | 47U 2200H0800W1200D TS UL TYPE12 NETWORK | SOLID FRONT AND REAR DOORS, RAL 7035 | 1 | 1942.0245 | Catalog Non-Stocked Product | NO | LN | _D | _04 | 32 | 30 | 24
9963499 | 9963499 | 247.1871 | 210.109 | IT Advanced | 0.85 | 5 | 639889864030 | 1U SLIDE SUPPORT BRACKET KIT |  | 1 | 185.3903 | Catalog Stocked Product | YES | LS | _A | _10 | 87 | 70 | 24
9963522 | 9963522 | 473.8965 | 284.3379 | Industrial Advanced | 0.6 | 37 | 639889853652 | TS FLOOR STAND KIT | CARBON STEEL, 305HX400D MM | 2 | 298.5548 | Catalog Stocked Product | YES | LS | _A | _10 | 81 | 80 | 14
9963523 | 9963523 | 552.1146 | 331.2688 | Industrial Advanced | 0.6 | 20 | 639889853669 | TS FLOOR STAND KIT | CARBON STEEL, 305HX500D MM | 2 | 347.8322 | Catalog Non-Stocked Product | NO | LN | _A | _10 | 81 | 80 | 14
9963524 | 9963524 | 626.9757 | 376.1854 | Industrial Advanced | 0.6 | 45.399 | 639889853676 | TS FLOOR STAND KIT | CARBON STEEL, 305HX600D MM | 2 | 394.9947 | Catalog Stocked Product | YES | LS | _A | _10 | 81 | 80 | 14
9963529 | 9963529 | 1404.1212 | 842.4727 | Industrial Advanced | 0.6 | 38.999 | 639889853720 | TS FLOOR STAND KIT 300H500W 316SS | 316 STAINLESS STEEL, 305HX500D MM | 2 | 884.5964 | Catalog Non-Stocked Product | NO | LN | _A | _10 | 81 | 30 | 14
9963530 | 9963530 | 1508.3001 | 904.9801 | Industrial Advanced | 0.6 | 42.998 | 639889853737 | TS FLOOR STAND KIT 300H600W 316SS | 316 STAINLESS STEEL, 305HX600D MM | 2 | 950.2291 | Catalog Non-Stocked Product | NO | LN | _A | _10 | 81 | 7E | 14
9963600 | 9963600 | 205.0008 | 174.2507 | IT Advanced | 0.85 | 3 | 639889864047 | 18U VERTICAL CABLE MANAGER |  | 2 | 153.7506 | Catalog Stocked Product | YES | LS | _A | _10 | 87 | 30 | 24
9963608 | 9963608 | 2370.7134 | 2015.1064 | IT Advanced | 0.85 | 0 | 639889864061 | 42U 2000H0800W1000D TS UL TYPE12 NETWORK | SOLID FRONT AND REAR DOORS, RAL 7035 | 1 | 1778.035 | Catalog Non-Stocked Product | NO | LN | _D | _04 | 32 | 80 | 24
9963609 | 9963609 | 2491.7892 | 2118.0208 | IT Advanced | 0.85 | 0 | 639889864078 | 42U 2000H0800W1200D TS UL TYP 12 NETWORK | SOLID FRONT AND REAR DOORS, RAL 7035 | 1 | 1868.8419 | Catalog Non-Stocked Product | NO | LN | _D | _04 | 32 | 80 | 24
9963670 | 9963670 | 375.5364 | 319.2059 | IT Market | 0.85 | 8.999 | 639889864139 | METERED PDU 20A 120V 0U LCD | 12X5-20R, C20P, BLACK | 1 | 262.8755 | Catalog Non-Stocked Product | NO | LN | _D | _43 | 21 | 30 | 21
9963671 | 9963671 | 441.6693 | 375.4189 | IT Market | 0.85 | 10 | 639889864146 | METERED PDU 30A 120V 0U LCD | 12X5-20R, 6' CORD, L5-30P, BLACK | 1 | 309.1685 | Catalog Non-Stocked Product | NO | LN | _D | _43 | 21 | 30 | 21
9963674 | 9963674 | 483.9675 | 411.3724 | IT Market | 0.85 | 12 | 639889864177 | METERED PDU 20A 120V 0U LCD | 24X5-20R, C20P, BLACK | 1 | 338.7772 | Catalog Non-Stocked Product | NO | LN | _D | _43 | 21 | 30 | 21
9963678 | 9963678 | 345.4353 | 293.62 | IT Market | 0.85 | 6.799 | 639889864214 | METERED PDU 20A 120V 19IN 1U LCD | 10X5-20R, C20P, BLACK | 1 | 241.8047 | Catalog Non-Stocked Product | NO | LN | _D | _43 | 21 | 30 | 21
9963707 | 9963707 | 2745.9141 | 2334.027 | IT Advanced | 0.85 | 256.995 | 639889864313 | 2000H0800W0900D TS SERVER_SAND TXT BLK | SPLIT RR DR, UL VERSION | 1 | 2059.4356 | Catalog Non-Stocked Product | NO | LN | _D | _04 | 32 | 30 | 24
9963716 | 9963716 | 2187.5331 | 1859.4031 | IT Advanced | 0.85 | 0 | 639889864405 | 2000H0600W1000D TS SERVER_RAL7035 | SPLIT RR DR, UL VERSION | 1 | 1640.6498 | Catalog Non-Stocked Product | NO | LN | _D | _04 | 32 | 80 | 24
9963717 | 9963717 | 2187.5331 | 1859.4031 | IT Advanced | 0.85 | 225 | 639889864412 | 2000H0600W1000D TS SERVER_SAND TXT BLK | SPLIT RR DR, UL VERSION | 1 | 1640.6498 | Catalog Non-Stocked Product | NO | LN | _D | _04 | 32 | 80 | 24
9963721 | 9963721 | 2948.2293 | 2505.9949 | IT Advanced | 0.85 | 0 | 639889864450 | 2000H0800W1000D TS SERVER_SAND TXT BLK | SPLIT RR DR, UL VERSION | 1 | 2211.172 | Catalog Non-Stocked Product | NO | LN | _D | _04 | 32 | 80 | 24
9963726 | 9963726 | 3062.0316 | 2602.7269 | IT Advanced | 0.85 | 0 | 639889864504 | 2200H0800W1000D TS SERVER_RAL7035 | SPLIT RR DR, UL VERSION | 1 | 2296.5237 | Catalog Non-Stocked Product | NO | LN | _D | _04 | 32 | 80 | 24
9963733 | 9963733 | 2776.9104 | 2360.3738 | IT Advanced | 0.85 | 235 | 639889864573 | 2000H0700W1050D TS SERVER_SAND TXT BLK | SPLIT RR DR, UL VERSION | 1 | 2082.6828 | Catalog Non-Stocked Product | NO | LN | _D | _04 | 32 | 80 | 24
9963736 | 9963736 | 2748.8235 | 2336.5 | IT Advanced | 0.85 | 0 | 639889864603 | 2200H0600W1050D TS SERVER_RAL7035 | SPLIT RR DR, UL VERSION | 1 | 2061.6176 | Catalog Non-Stocked Product | NO | LN | _D | _04 | 32 | 80 | 24
9963739 | 9963739 | 3042.7848 | 2586.3671 | IT Advanced | 0.85 | 0 | 639889864634 | 2200H0700W1050D TS SERVER_SAND TXT BLK | SPLIT RR DR, UL VERSION | 1 | 2282.0886 | Catalog Non-Stocked Product | NO | LN | _D | _04 | 32 | 80 | 24
9963744 | 9963744 | 3132.8643 | 2662.9347 | IT Advanced | 0.85 | 0 | 639889864689 | 2000H0800W1200D TS SERVER_RAL7035 | SPLIT RR DR, UL VERSION | 1 | 2349.6482 | Catalog Non-Stocked Product | NO | LN | _D | _04 | 32 | 80 | 24
9963745 | 9963745 | 3132.8643 | 2662.9347 | IT Advanced | 0.85 | 0 | 639889864696 | 2000H0800W1200D TS SERVER_SAND TXT BLK | SPLIT RR DR, UL VERSION | 1 | 2349.6482 | Catalog Non-Stocked Product | NO | LN | _D | _04 | 32 | 80 | 24
9963770 | 9963770 | 3287.9577 | 2794.764 | IT Advanced | 0.85 | 383 | 639889864870 | 2200H0600W1050D 2 DOOR COLOCATION | SAND TXT BLACK | 1 | 2465.9683 | Catalog Non-Stocked Product | NO | LN | _D | _04 | 32 | 80 | 24
9963771 | 9963771 | 4589.2428 | 3900.8564 | IT Advanced | 0.85 | 383 | 639889864887 | 2200H0600W1050D 3 D00R COLOCATION | SAND TXT BLACK | 1 | 3441.9321 | Catalog Non-Stocked Product | NO | LN | _D | _04 | 32 | 80 | 24
9963772 | 9963772 | 6169.7184 | 5244.2606 | IT Advanced | 0.85 | 383 | 639889864894 | 2200H0600W1050D 4 DOOR COLOCATION | SAND TXT BLACK | 1 | 4627.2888 | Catalog Non-Stocked Product | NO | LN | _D | _04 | 32 | 80 | 24
9963800 | 9963800 | 50.2431 | 42.7066 | IT Market | 0.85 | 0.701 | 639889864900 | DUAL PDU BUTTON MOUNT BRACKET - RECESSED | BLACK, SMOOTH | 2 | 35.1702 | Catalog Stocked Product | YES | LS | _D | _43 | 21 | 70 | 21
9964150 | 9964150 | 4103.373 | 3487.867 | IT Advanced | 0.85 | 0 | 639889913684 | QTS 52U RAL9005 TS 2450H0600W1050D |  | 1 | 3077.5297 | Catalog Non-Stocked Product | NO | LN | _D | _04 | 32 | 80 | 24
9964151 | 9964151 | 4261.3758 | 3622.1694 | IT Advanced | 0.85 | 0 | 639889913691 | QTS 52U RAL9005 TS 2450H0600W1200D |  | 1 | 3196.0318 | Catalog Non-Stocked Product | NO | LN | _D | _04 | 32 | 80 | 24
9964152 | 9964152 | 4194.9072 | 3565.6711 | IT Advanced | 0.85 | 0 | 639889913707 | QTS 52U RAL9005 TS 2450H0700W1050D |  | 1 | 3146.1804 | Catalog Non-Stocked Product | NO | LN | _D | _04 | 32 | 80 | 24
9964153 | 9964153 | 4361.862 | 3707.5827 | IT Advanced | 0.85 | 0 | 639889913714 | QTS 52U RAL9005 TS 2450H0700W1200D |  | 1 | 3271.3965 | Catalog Non-Stocked Product | NO | LN | _D | _04 | 32 | 80 | 24
9964154 | 9964154 | 4112.2131 | 3495.3811 | IT Advanced | 0.85 | 0 | 639889913721 | QTS 52U RAL9005 TS 2450H0800W1050D |  | 1 | 3084.1598 | Catalog Non-Stocked Product | NO | LN | _D | _04 | 32 | 80 | 24
9964155 | 9964155 | 4270.2159 | 3629.6835 | IT Advanced | 0.85 | 0 | 639889913738 | QTS 52U RAL9005 TS 2450H0800W1200D |  | 1 | 3202.6619 | Catalog Non-Stocked Product | NO | LN | _D | _04 | 32 | 80 | 24
9964163 | 9964163 | 284.8974 | 170.9384 | Industrial Advanced | 0.6 | 7 | 639889222458 | FAN ROOF 550 CFM 115V 50-60HZ | ROOFMTG, WITH FINGER GUARD, 6" CORD, | 1 | 179.4854 | Catalog Stocked Product | YES | LS | _C | _32 | 13 | 80 | 14
9964890 | 9964890 | 3383.4084 | 2030.045 | Industrial Advanced | 0.6 | 275.573 | 639889871762 | 2000H1000W0800D TS DBL TXT |  | 1 | 2131.5473 | Catalog Stocked Product | YES | LS | _A | _03 | 21 | 80 | 14
9964891 | 9964891 | 3231.4482 | 1938.8689 | Industrial Advanced | 0.6 | 328.483 | 639889871779 | 1800H1000W0600D TS SGL TXT |  | 1 | 2035.8124 | Catalog Stocked Product | YES | LS | _A | _03 | 21 | 80 | 14
9964893 | 9964893 | 650.3628 | 390.2177 | Industrial Advanced | 0.6 | 34.4 | 639889871793 | 2200H0500D TS SIDEWALLS PAIR |  | 2 | 409.7286 | Catalog Stocked Product | YES | LS | _A | _10 | 82 | 70 | 14
9964895 | 9964895 | 3614.9295 | 2168.9577 | Industrial Advanced | 0.6 | 0 | 639889871816 | 1800H1200W0800D TS DBL TXT |  | 1 | 2277.4056 | Catalog Non-Stocked Product | NO | LN | _A | _03 | 21 | 80 | 14
9964896 | 9964896 | 2115.0219 | 1269.0131 | Industrial Advanced | 0.6 | 184.998 | 639889871823 | 2200H0400W0600D TS SGL TXT |  | 1 | 1332.4638 | Catalog Stocked Product | YES | LS | _A | _03 | 21 | 80 | 14
9964898 | 9964898 | 2221.1031 | 1332.6619 | Industrial Advanced | 0.6 | 0 | 639889871847 | 1400H0600W0800D TS SGL TXT |  | 1 | 1399.295 | Catalog Non-Stocked Product | NO | LN | _A | _03 | 21 | 80 | 14
9964900 | 9964900 | 2562.6219 | 1537.5731 | Industrial Advanced | 0.6 | 0 | 639889871861 | 1600H0600W0800D TS SGL TXT |  | 1 | 1614.4518 | Catalog Non-Stocked Product | NO | LN | _A | _03 | 21 | 80 | 14
9964901 | 9964901 | 1352.3115 | 811.3869 | Industrial Advanced | 0.6 | 0 | 639889871878 | 2000H0600D TS TYPE 4X SUITE KIT |  | 1 | 851.9562 | Catalog Stocked Product | YES | L8 | _A | _10 | 82 | 8E | 14
9964905 | 9964905 | 3592.6614 | 2155.5968 | Industrial Advanced | 0.6 | 449.934 | 639889871915 | 2200H0800W0800D TS SGL TXT | 2 MPLS DOOR FRONT AND REAR | 1 | 2263.3767 | Catalog Stocked Product | YES | LS | _A | _03 | 21 | 80 | 14
9964906 | 9964906 | 2506.3362 | 1503.8017 | Industrial Advanced | 0.6 | 0 | 639889871922 | 1400H0800W0600D TS SGL TXT |  | 1 | 1578.9918 | Catalog Non-Stocked Product | NO | LN | _A | _03 | 21 | 80 | 14
9964910 | 9964910 | 3244.6524 | 1946.7914 | Industrial Advanced | 0.6 | 249.996 | 639889871960 | 1800H0800W0400D TS FMDC TXT |  | 1 | 2044.131 | Catalog Non-Stocked Product | NO | LN | _A | _03 | 21 | 80 | 14
9964911 | 9964911 | 44.9278 | 33.6959 | Spare Parts | 0.75 | 0 | 639889871977 | GLANDPLATE F-AE 1033-1034500 |  | 1 | 28.3045 | Non-Stocked Spare Part Product | NO | SP | _E | _52 | 11 | 40 | SP
9964980 | 9964980 | 793.0353 | 475.8212 | Industrial Advanced | 0.6 | 13.228 | 639889222601 | FILTER FAN 680CFM 115V 50-60HZ RAL7035 | TUBEAXIAL TYPE W/MTG.HDWR. RAL7035 | 1 | 499.6122 | Catalog Stocked Product | YES | LS | _C | _32 | 11 | 80 | 14
9965641 | 9965641 | 110.2886 | 66.1732 | Industrial Advanced | 0.6 | 0.6 | 639889871625 | L HANDLE F-WM W-PADLOCK W-DEFEATOR | W/COIN SLOT, BLACK | 1 | 69.4818 | Catalog Stocked Product | YES | LS | _A | _10 | 83 | 80 | 14
9965899 | 9965899 | 65.3272 | 39.1963 | Industrial Advanced | 0.6 | 0.033 | 639889283169 | FOAM FILTER FOR SK3203-SK3204-3205-3206 |  | 3 | 41.1561 | Catalog Non-Stocked Product | NO | LN | _C | _40 | 51 | 30 | 14
9965923 | 9965923 | 856.1469 | 513.6881 | Industrial Advanced | 0.6 | 11.023 | 639889895744 | PAGODA FAN | PAGODA FAN ASSY,200CFM,115V,RAL7035 | 1 | 539.3725 | Catalog Stocked Product | YES | LS | _C | _32 | 13 | 80 | 14
9966010 | 9966010 | 395.7903 | 336.4218 | IT Advanced | 0.85 | 29.89 | 639889895751 | 1200H0800D TS IT SIDE WALLS RAL 9005 | 1200H0800D TS IT SIDE WALLS RAL 9005 | 2 | 296.8427 | Catalog Non-Stocked Product | NO | LN | _D | _50 | 82 | 30 | 24
9966011 | 9966011 | 525.7062 | 446.8503 | IT Advanced | 0.85 | 46.36 | 639889898431 | 2000H0800D TS IT SIDEWALLS RAL 9005 | 2000H0800D TS IT SIDEWALLS RAL 9005 | 2 | 394.2796 | Catalog Non-Stocked Product | NO | LN | _D | _50 | 82 | 30 | 24
9966012 | 9966012 | 813.2892 | 691.2958 | IT Advanced | 0.85 | 61.041 | 639889895768 | 2000H1000D TS IT SIDEWALLS RAL 9005 | 2000H1000D TS IT SIDEWALLS RAL 9005 | 2 | 609.9669 | Catalog Non-Stocked Product | NO | LN | _D | _50 | 82 | 30 | 24
9966013 | 9966013 | 772.6695 | 656.7691 | IT Advanced | 0.85 | 63.651 | 639889884182 | 2000H1050D TS IT SIDEWALLS RAL 9005 | 2000H1050D TS IT SIDEWALLS RAL 9005 | 2 | 579.5021 | Catalog Stocked Product | YES | LS | _D | _50 | 82 | 70 | 24
9966014 | 9966014 | 784.0833 | 666.4708 | IT Advanced | 0.85 | 71.49 | 639889895775 | 2000H1200D TS IT SIDEWALLS RAL 9005 | 2000H1200D TS IT SIDEWALLS RAL 9005 | 2 | 588.0625 | Catalog Stocked Product | YES | LS | _D | _50 | 82 | 30 | 24
9966015 | 9966015 | 362.3322 | 307.9824 | IT Advanced | 0.85 | 50.789 | 639889898448 | 2200H0800D TS IT SIDEWALLS RAL 9005 | 2200H0800D TS IT SIDEWALLS RAL 9005 | 2 | 271.7491 | Catalog Non-Stocked Product | NO | LN | _D | _50 | 82 | 30 | 24
9966016 | 9966016 | 429.8079 | 365.3367 | IT Advanced | 0.85 | 66.799 | 639889895782 | 2200H1000D TS IT SIDEWALLS RAL 9005 | 2200H1000D TS IT SIDEWALLS RAL 9005 | 2 | 322.3559 | Catalog Non-Stocked Product | NO | LN | _D | _50 | 82 | 30 | 24
9966017 | 9966017 | 485.9817 | 413.0844 | IT Advanced | 0.85 | 69.669 | 639889884199 | 2200H1050D TS IT SIDEWALLS RAL 9005 | 2200H1050D TS IT SIDEWALLS RAL 9005 | 2 | 364.4863 | Catalog Non-Stocked Product | NO | LN | _D | _50 | 82 | 70 | 24
9966018 | 9966018 | 524.3634 | 445.7089 | IT Advanced | 0.85 | 78.289 | 639889895799 | 2200H1200D TS IT SIDEWALLS RAL 9005 | 2200H1200D TS IT SIDEWALLS RAL 9005 | 2 | 393.2726 | Catalog Stocked Product | YES | LS | _D | _50 | 82 | 30 | 24
9966814 | 9966814 | 1643.1396 | 985.8838 | Industrial Advanced | 0.6 | 20 | 639889291980 | PAGODA FAN 360CFM 115V 50-60HZ RAL7035 | 50/60HZ, RAL7035 | 1 | 1035.1779 | Catalog Non-Stocked Product | NO | LN | _C | _32 | 13 | 80 | 14
9966815 | 9966815 | 1636.7613 | 982.0568 | Industrial Advanced | 0.6 | 20 | 639889191228 | PAGODA FAN 360CFM 230V 50-60HZ RAL7035 | 50/60HZ, RAL7035 | 1 | 1031.1596 | Catalog Non-Stocked Product | NO | LN | _C | _32 | 13 | 80 | 14
9967310 | 9967310 | 98.2482 | 83.511 | IT Advanced | 0.85 | 0.5 | 639889865150 | L6-20 POWER CORD LCP | LCP POWER CORD 10FT | 1 | 73.6861 | Catalog Non-Stocked Product | NO | LN | _D | _41 | 05 | 30 | 24
9967364 | 9967364 | 88.9941 | 75.645 | IT Advanced | 0.85 | 2 | 639889865204 | CABLE MANAGEMENT BAR F-R | BLACK TS8 ADJUSTABLE SAND TXT BLK TS8 | 1 | 66.7456 | Catalog Non-Stocked Product | NO | LN | _A | _10 | 87 | 70 | 24
9967365 | 9967365 | 216.7503 | 184.2378 | IT Advanced | 0.85 | 3.999 | 639889865211 | CABLE MANAGEMENT TROUGH F-R | BLACK TS8ADJUSTABLE SAND TXT BLK TS8 | 1 | 162.5627 | Catalog Non-Stocked Product | NO | LN | _A | _10 | 87 | 70 | 24
9967414 | 9967414 | 300.0039 | 180.0023 | Industrial Advanced | 0.6 | 1.25 | 639889868144 | TS COMFORT HANDLE NICKEL PLATED | WITH PADLOCK HASP | 1 | 189.0025 | Catalog Non-Stocked Product | NO | LN | _A | _10 | 83 | 80 | 14
9967480 | 9967480 | 408.435 | 347.1697 | IT Advanced | 0.85 | 15.999 | 639889865402 | CASTER KIT F-R TS-DK ENCL 600W RAL 9005 | RAL 9017 2 PIECE SWIVEL | 1 | 306.3263 | Catalog Non-Stocked Product | NO | LN | _A | _10 | 81 | 30 | 24
9967481 | 9967481 | 376.3197 | 319.8717 | IT Advanced | 0.85 | 19.019 | 639889865419 | CASTER KIT F-R TS-DK ENCL 700W RAL 9005 | RAL 9017 2 PIECE SWIVEL | 1 | 282.2398 | Catalog Non-Stocked Product | NO | LN | _A | _10 | 81 | 30 | 24
9967482 | 9967482 | 421.6392 | 358.3933 | IT Advanced | 0.85 | 20.06 | 639889865426 | CASTER KIT F-R TS-DK ENCL 800W RAL 9005 |  | 1 | 316.2294 | Catalog Stocked Product | YES | LS | _A | _10 | 81 | 30 | 24
9967483 | 9967483 | 407.2041 | 244.3225 | Industrial Advanced | 0.6 | 15.999 | 639889865433 | CASTER KIT F-R TS-DK ENCL 600W RAL 7035 | RAL 7035 2 PIECE SWIVEL | 1 | 256.5386 | Catalog Non-Stocked Product | NO | LN | _A | _10 | 81 | 30 | 14
9967484 | 9967484 | 359.199 | 305.3191 | IT Advanced | 0.85 | 0 | 639889897663 | CASTER KIT F-R TS-DK ENCL 700W RAL 7035 | RAL 7035 2 PIECE SWIVEL | 1 | 269.3992 | Catalog Non-Stocked Product | NO | LN | _D | _50 | 81 | 70 | 24
9967490 | 9967490 | 246.9633 | 148.178 | Industrial Advanced | 0.6 | 12.099 | 639889865457 | 0200H0300W TS PLINTH ELEMENT BLACK | F/R SOLID, SAND TXT BLK | 1 | 155.5869 | Catalog Non-Stocked Product | NO | LN | _A | _10 | 81 | 80 | 14
9967491 | 9967491 | 228.6117 | 137.167 | Industrial Advanced | 0.6 | 18 | 639889865464 | 0200H0600W TS PLINTH ELEMENT BLACK | F/R SOLID, SAND TXT BLK | 2 | 144.0254 | Catalog Non-Stocked Product | NO | LN | _A | _10 | 81 | 80 | 14
9967492 | 9967492 | 288.9258 | 173.3555 | Industrial Advanced | 0.6 | 0.011 | 639889865471 | 0200H0800W TS PLINTH ELEMENT BLACK | F/R SOLID, SAND TXT BLK | 2 | 182.0233 | Catalog Non-Stocked Product | NO | LN | _A | _10 | 81 | 80 | 14
9967494 | 9967494 | 366.8082 | 220.0849 | Industrial Advanced | 0.6 | 18.199 | 639889865495 | 0200H1050D PLINTH SIDE TRIM TS BLACK | SAND TXT BLK PU=2 | 2 | 231.0892 | Catalog Non-Stocked Product | NO | LN | _A | _10 | 81 | 80 | 14
9967495 | 9967495 | 270.5742 | 162.3445 | Industrial Advanced | 0.6 | 19.599 | 639889865501 | 0200H1200D PLINTH SIDE TRIM TS BLACK | SAND TXT BLK PU=2 | 2 | 170.4617 | Catalog Non-Stocked Product | NO | LN | _A | _10 | 81 | 80 | 14
9967525 | 9967525 | 288.1425 | 172.8855 | Industrial Advanced | 0.6 | 8 | 639889865518 | SLIDE RAIL KIT FOR TS MPL | FOR 1200W BAYED SUITE | 2 | 181.5298 | Catalog Stocked Product | YES | L8 | _A | _10 | 85 | 70 | 14
9967850 | 9967850 | 50.4669 | 30.2801 | Industrial Advanced | 0.6 | 0.201 | 639889857230 | COVER PLATE WITH GASKET WM DISCON | FOR TS DISCONNECT HANDLE CUTOUT | 1 | 31.7941 | Catalog Stocked Product | YES | LS | _A | _10 | 84 | 80 | 14
9967868 | 9967868 | 316.2294 | 189.7376 | Industrial Advanced | 0.6 | 5.6 | 639889880757 | FAN,ROOF 550 CFM,230V,50-60 HZ | W/GUARD AND 6' CORD NO PLUG | 1 | 199.2245 | Catalog Non-Stocked Product | NO | LN | _C | _32 | 13 | 80 | 14
9967898 | 9967898 | 1853.2878 | 1111.9727 | Industrial Advanced | 0.6 | 10 | 639889895812 | TS-8 MINI |  | 1 | 1167.5713 | Catalog Non-Stocked Product | NO | LN | _A | _03 | 21 | 80 | 14
9967972 | 9967972 | 8338.1166 | 7087.3991 | IT Advanced | 0.85 | 285 | 639889865532 | 42U 2000H1000W1200D NEXUS SAND TXT BLK | F/R SIDE TO SIDE VENTING | 1 | 6253.5874 | Catalog Non-Stocked Product | NO | LN | _D | _04 | 32 | 80 | 24
9968385 | 9968385 | 142.3368 | 85.4021 | Industrial Advanced | 0.6 | 0.132 | 639889700161 | LEVELING FEET F. PS SERVER |  | 4 | 89.6722 | Catalog Non-Stocked Product | NO | LN | _A | _10 | 81 | 30 | 14
9968421 | 9968421 | 314.2152 | 267.0829 | IT Advanced | 0.85 | 6.001 | 639889356023 | SHELF VENTED EIA MNT TOOLLESS | RAL7035 | 1 | 235.6614 | Catalog Non-Stocked Product | NO | LN | _A | _10 | 87 | 30 | 24
9968422 | 9968422 | 314.2152 | 267.0829 | IT Advanced | 0.85 | 6.001 | 639889356030 | SHELF VENTED EIA MNT TOOLLESS | BLACK | 1 | 235.6614 | Catalog Stocked Product | YES | LS | _A | _10 | 87 | 30 | 24
9968448 | 9968448 | 338.4975 | 203.0985 | Industrial Advanced | 0.6 | 4.4 | 639889368132 | JOINING PCS F MPL 1400H GALV |  | 1 | 213.2534 | Catalog Non-Stocked Product | NO | LN | _A | _10 | 85 | 70 | 14
9968533 | 9968533 | 17.6019 | 14.9616 | IT Advanced | 0.85 | 0 | 639889931213 | #12-24 X .5 IN. PAN HD SCREWS BLK |  | 20 | 13.2014 | Catalog Non-Stocked Product | NO | LN | _D | _50 | 90 | 70 | 24
9968556 | 9968556 | 578.0754 | 491.3641 | IT Advanced | 0.85 | 10 | 639889353503 | 19 RACK MNT H D SHELF RAL7035 | FIXED MTG | 1 | 433.5566 | Catalog Non-Stocked Product | NO | LN | _A | _10 | 87 | 30 | 24
9968586 | 9968586 | 668.6025 | 568.3121 | IT Advanced | 0.85 | 10 | 639889353534 | 19 RACK MNT H D SHELF RAL7035 | TELESCOPIC MTG | 1 | 501.4519 | Catalog Non-Stocked Product | NO | LN | _A | _10 | 87 | 30 | 24
9968587 | 9968587 | 668.6025 | 568.3121 | IT Advanced | 0.85 | 28.999 | 639889353541 | 19 RACK MNT H D SHELF BLACK | TELESCOPIC MTG | 1 | 501.4519 | Catalog Non-Stocked Product | NO | LN | _A | _10 | 87 | 30 | 24
9968593 | 9968593 | 466.7349 | 396.7247 | IT Advanced | 0.85 | 66.799 | 639889353558 | 2200H1000D TS IT SIDEWALLS RAL 7035 | RAL7035 | 2 | 350.0512 | Catalog Stocked Product | YES | LS | _A | _10 | 82 | 70 | 24
9968594 | 9968594 | 466.7349 | 396.7247 | IT Advanced | 0.85 | 63.999 | 639889353565 | 2200H1000D TS SIDEWALLS | SAND TEXT BLACK | 2 | 350.0512 | Catalog Stocked Product | YES | L8 | _A | _10 | 82 | 70 | 24
9968596 | 9968596 | 419.7369 | 356.7764 | IT Advanced | 0.85 | 58.501 | 639889353589 | 2000H1000D TS SIDEWALLS | SAND TEXT BLACK | 2 | 314.8027 | Catalog Stocked Product | YES | LS | _A | _10 | 82 | 70 | 24
9968597 | 9968597 | 386.8383 | 328.8126 | IT Advanced | 0.85 | 68.999 | 639889353596 | 2000H0900D TS SIDEWALLS | SAND TEXT BLACK | 2 | 290.1287 | Catalog Non-Stocked Product | NO | LN | _A | _10 | 82 | 70 | 24
9968835 | 9968835 | 1094.7177 | 656.8306 | Industrial Advanced | 0.6 | 0 | 639889912854 | 1800H0600D TS NEMA 4 SUITING KIT |  | 1 | 689.6722 | Catalog Stocked Product | YES | L8 | _A | _10 | 82 | 30 | 14
9968956 | 9968956 | 209.253 | 125.5518 | Industrial Advanced | 0.6 | 0 | 639889907584 | TS SYS.CHASSIS,INNER,TY 0700 | BEVELED END STYLE, PU=4 | 4 | 131.8294 | Catalog Non-Stocked Product | NO | LN | _A | _10 | 85 | 80 | 14
9969582 | 9969582 | 1984.7703 | 1687.0548 | IT Advanced | 0.85 | 122.798 | 639889382633 | 21U X 600W X 600D 3 PART EL | NEMA 12,W/VIEWING DOOR | 1 | 1488.5777 | Catalog Stocked Product | YES | LS | _A | _02 | 16 | 70 | 24
9969585 | 9969585 | 562.857 | 422.1427 | Spare Parts | 0.75 | 0 | 639889895829 | RTT REPLACEMENT LOUVER CLIPS | ROUND/SLIDE TYPE PU=10 | 10 | 354.5999 | Non-Stocked Spare Part Product | NO | SP | _E | _52 | 13 | 40 | SP
9969593 | 9969593 | 148.9389 | 126.5981 | IT Advanced | 0.85 | 5 | 639889382640 | 3 5INW x 9U CABLE MGT KIT | F.700/800W STAND ALONE ENCL. | 1 | 111.7042 | Catalog Non-Stocked Product | NO | LN | _A | _10 | 87 | 30 | 24
9969594 | 9969594 | 184.8588 | 157.13 | IT Advanced | 0.85 | 3 | 639889382657 | 3 5INW x 9U Vertical Cover | HINGEABLE/REMOVEABLE | 4 | 138.6441 | Catalog Non-Stocked Product | NO | LN | _A | _10 | 87 | 30 | 24
9969595 | 9969595 | 161.4717 | 137.2509 | IT Advanced | 0.85 | 10 | 639889382664 | 7 5INW X 9U CABLE MGT KIT FOR 700W SUITE | F.700W SUITED ENCL. | 1 | 121.1038 | Catalog Non-Stocked Product | NO | LN | _A | _10 | 87 | 30 | 24
9969597 | 9969597 | 196.6083 | 167.1171 | IT Advanced | 0.85 | 5 | 639889382688 | 19IN X 2U RACK MNT CABLE MGT |  | 2 | 147.4562 | Catalog Non-Stocked Product | NO | LN | _A | _10 | 87 | 30 | 24
9969598 | 9969598 | 169.7523 | 144.2895 | IT Advanced | 0.85 | 10 | 639889382695 | 7 5INW X 9U CABLE MGT KIT FOR 800W SUITE | F.800W SUITED ENCL. | 1 | 127.3142 | Catalog Non-Stocked Product | NO | LN | _A | _10 | 87 | 30 | 24
9969599 | 9969599 | 50.2207 | 42.6876 | IT Advanced | 0.85 | 0.176 | 639889382701 | VELCRO 1-4 TURN CABLE MANAGERS | PU=10 | 10 | 37.6655 | Catalog Stocked Product | YES | LS | _A | _10 | 85 | 30 | 24
9969600 | 9969600 | 56.129 | 47.7097 | IT Advanced | 0.85 | 0.201 | 639889382718 | 1-4 TURN CABLE COLLECTION CLAW | PU=10 | 10 | 42.0968 | Catalog Stocked Product | YES | LS | _A | _10 | 85 | 30 | 24
9969604 | 9969604 | 158.0028 | 118.5021 | Spare Parts | 0.75 | 1.001 | 639889932333 | RTT DISPLAY, BASIC |  | 1 | 99.5418 | Catalog Non-Stocked Product | NO | LN | _E | _52 | 13 | 40 | SP
9969736 | 9969736 | 171.4308 | 145.7162 | IT Advanced | 0.85 | 2 | 639889007536 | 1U X 19IN RACK MNT CABLE MANAGER |  | 2 | 128.5731 | Catalog Stocked Product | YES | LS | _A | _10 | 87 | 70 | 24
9969762 | 9969762 | 75.9465 | 56.9599 | Spare Parts | 0.75 | 0.399 | 639889909984 | PS LOCK F.SINGLE DOOR | PS,ES,DK,FM | 1 | 47.8463 | Non-Stocked Spare Part Product | NO | SP | _E | _52 | 11 | 40 | SP
9969780 | 9969780 | 93.7946 | 70.3459 | Spare Parts | 0.75 | 2 | 639889909243 | LOCK KIT PS DOUBLE DOOR | 263449 | 1 | 59.0906 | Non-Stocked Spare Part Product | NO | SP | _E | _52 | 11 | 40 | SP
9969805 | 9969805 | 932.7984 | 699.5988 | Spare Parts | 0.75 | 0 | 639889934894 | AIR FILTER |  | 1 | 587.663 | Non-Stocked Spare Part Product | NO | SP | _E | _52 | 13 | 40 | SP
9969815 | 9969815 | 2703.0564 | 2297.5979 | IT Advanced | 0.85 | 338 | 639889009127 | 42U 2000H0600W1050D TS SERVER | FULL FRT/RR DR, SAND TXT BLK | 1 | 2027.2923 | Catalog Non-Stocked Product | NO | LN | _D | _04 | 32 | 80 | 24
9969876 | 9969876 | 2830.0629 | 2405.5535 | IT Advanced | 0.85 | 195 | 639889008557 | 24U 1200H0600W0600D TS NEMA-12 NETWORK | VIEWING FRONT/SOLID REAR DOOR, RAL 7035 | 1 | 2122.5472 | Catalog Non-Stocked Product | NO | LN | _D | _04 | 32 | 30 | 24
9969878 | 9969878 | 3203.8089 | 2723.2376 | IT Advanced | 0.85 | 205 | 639889008533 | 38U 1800H0600W0600D TS NEMA-12 NETWORK | VIEWING FRONT/SOLID REAR DOOR, RAL 7035 | 1 | 2402.8567 | Catalog Non-Stocked Product | NO | LN | _D | _04 | 32 | 30 | 24
9969879 | 9969879 | 3203.8089 | 2723.2376 | IT Advanced | 0.85 | 205 | 639889008526 | 38U 1800H0600W0600D TS NEMA-12 NETWORK | VIEWING FRONT/SOLID REAR DOOR,SAND TXT BLK | 1 | 2402.8567 | Catalog Non-Stocked Product | NO | LN | _D | _04 | 32 | 30 | 24
9969880 | 9969880 | 3426.8256 | 2912.8018 | IT Advanced | 0.85 | 210 | 639889008519 | 42U 2000H0600W0600D TS NEMA-12 NETWORK | VIEWING FRONT/SOLID REAR DOOR, RAL 7035 | 1 | 2570.1192 | Catalog Non-Stocked Product | NO | LN | _D | _04 | 32 | 30 | 24
9969881 | 9969881 | 3426.8256 | 2912.8018 | IT Advanced | 0.85 | 210 | 639889008502 | 42U 2000H0600W0600D TS NEMA-12 NETWORK | VIEWING FRONT/SOLID REAR DOOR,SAND TXT BLK | 1 | 2570.1192 | Catalog Non-Stocked Product | NO | LN | _D | _04 | 32 | 30 | 24
9969882 | 9969882 | 3388.4439 | 2880.1773 | IT Advanced | 0.85 | 215 | 639889008496 | 47U 2200H0600W0600D TS NEMA-12 NETWORK | VIEWING FRONT/SOLID REAR DOOR, RAL 7035 | 1 | 2541.3329 | Catalog Non-Stocked Product | NO | LN | _D | _04 | 32 | 30 | 24
9969884 | 9969884 | 2915.7783 | 2478.4116 | IT Advanced | 0.85 | 205 | 639889008472 | 24U 1200H0600W0800D TS NEMA-12 NETWORK | VIEWING FRONT/SOLID REAR DOOR, RAL 7035 | 1 | 2186.8337 | Catalog Non-Stocked Product | NO | LN | _D | _04 | 32 | 30 | 24
9969886 | 9969886 | 3001.3818 | 2551.1745 | IT Advanced | 0.85 | 210 | 639889008458 | 24U 1200H0800W0800D TS NEMA-12 NETWORK | VIEWING FRONT/SOLID REAR DOOR, RAL 7035 | 1 | 2251.0363 | Catalog Non-Stocked Product | NO | LN | _D | _04 | 32 | 30 | 24
9969888 | 9969888 | 2932.0038 | 2492.2032 | IT Advanced | 0.85 | 220 | 639889008434 | 38U 1800H0600W0800D TS NEMA-12 NETWORK | VIEWING FRONT/SOLID REAR DOOR, RAL 7035 | 1 | 2199.0028 | Catalog Non-Stocked Product | NO | LN | _D | _04 | 32 | 30 | 24
9969892 | 9969892 | 3595.2351 | 3055.9498 | IT Advanced | 0.85 | 230 | 639889008397 | 42U 2000H0600W0800D TS NEMA-12 NETWORK | VIEWING FRONT/SOLID REAR DOOR, RAL 7035 | 1 | 2696.4263 | Catalog Non-Stocked Product | NO | LN | _D | _04 | 32 | 30 | 24
9969894 | 9969894 | 3868.4949 | 3288.2207 | IT Advanced | 0.85 | 230 | 639889008373 | 42U 2000H0800W0800D TS NEMA-12 NETWORK | VIEWING FRONT/SOLID REAR DOOR, RAL 7035 | 1 | 2901.3712 | Catalog Stocked Product | YES | LS | _D | _04 | 32 | 30 | 24
9969895 | 9969895 | 3868.4949 | 3288.2207 | IT Advanced | 0.85 | 230 | 639889008366 | 42U 2000H0800W0800D TS NEMA-12 NETWORK | VIEWING FRONT/SOLID REAR DOOR,SAND TXT BLK | 1 | 2901.3712 | Catalog Non-Stocked Product | NO | LN | _D | _04 | 32 | 30 | 24
9969898 | 9969898 | 4115.1225 | 3497.8541 | IT Advanced | 0.85 | 245 | 639889008755 | 47U 2200H0800W0800D TS NEMA-12 NETWORK | VIEWING FRONT/SOLID REAR DOOR, RAL 7035 | 1 | 3086.3419 | Catalog Non-Stocked Product | NO | LN | _D | _04 | 32 | 30 | 24
9969899 | 9969899 | 4115.1225 | 3497.8541 | IT Advanced | 0.85 | 245 | 639889008489 | 47U 2200H0800W0800D TS NEMA-12 NETWORK | VIEWING FRONT/SOLID REAR DOOR,SAND TXT BLK | 1 | 3086.3419 | Catalog Non-Stocked Product | NO | LN | _D | _04 | 32 | 30 | 24
9969916 | 9969916 | 328.6503 | 279.3528 | IT Advanced | 0.85 | 44.101 | 639889837843 | 2000H0800D TS SIDEWALLS | SAND TEXTURE BLACK | 2 | 246.4877 | Catalog Non-Stocked Product | NO | LN | _A | _10 | 82 | 70 | 24
9969919 | 9969919 | 446.481 | 267.8886 | Industrial Advanced | 0.6 | 0 | 639889837874 | 1800H0800D TS SIDEWALLS | SAND TEXTURE BLACK | 2 | 281.283 | Catalog Non-Stocked Product | NO | LN | _A | _10 | 82 | 30 | 14
9969920 | 9969920 | 298.773 | 253.9571 | IT Advanced | 0.85 | 13.501 | 639889837881 | 2000H0600D TS SIDEWALLS | SAND TEXTURE BLACK | 2 | 224.0798 | Catalog Non-Stocked Product | NO | LN | _A | _10 | 82 | 70 | 24
9969923 | 9969923 | 393.1047 | 235.8628 | Industrial Advanced | 0.6 | 0 | 639889851955 | TS NEMA 3R CANOPY TY 0806 | RAL 7035 | 1 | 247.656 | Catalog Non-Stocked Product | NO | LN | _A | _10 | 84 | 80 | 14
9969936 | 9969936 | 260.9508 | 221.8082 | IT Advanced | 0.85 | 10 | 639889837898 | SPLIT REAR DOOR FAN 600-1000 WIDE RACKS | 110V, RAL7035 | 1 | 195.7131 | Catalog Non-Stocked Product | NO | LN | _D | _44 | 37 | 70 | 24
9969937 | 9969937 | 260.9508 | 221.8082 | IT Advanced | 0.85 | 10 | 639889837904 | SPLIT REAR DOOR FAN 600-1000 WIDE RACKS | 110V, SAND TEXTURE BLACK | 1 | 195.7131 | Catalog Non-Stocked Product | NO | LN | _D | _44 | 37 | 70 | 24
9969938 | 9969938 | 260.9508 | 221.8082 | IT Advanced | 0.85 | 10 | 639889837911 | SPLIT REAR DOOR FAN 600-1000 WIDE RACKS | 208V, RAL7035 | 1 | 195.7131 | Catalog Non-Stocked Product | NO | LN | _D | _44 | 37 | 70 | 24
9969939 | 9969939 | 260.9508 | 221.8082 | IT Advanced | 0.85 | 10 | 639889837928 | SPLIT REAR DOOR FAN 600-1000 WIDE RACKS | 208V, SAND TEXTURE BLACK | 1 | 195.7131 | Catalog Stocked Product | YES | LS | _D | _44 | 37 | 70 | 24
9969947 | 9969947 | 283.4427 | 240.9263 | IT Advanced | 0.85 | 10 | 639889838000 | SPLIT REAR DOOR FAN FOR 800W 230V | BLACK,210 CFM | 1 | 212.582 | Catalog Non-Stocked Product | NO | LN | _D | _44 | 37 | 70 | 24
9969949 | 9969949 | 382.2504 | 324.9128 | IT Advanced | 0.85 | 0 | 639889838024 | 1200H0800D TS IT SIDE WALLS SAND TXT BLK | SAND TEXTURE BLACK | 2 | 286.6878 | Catalog Non-Stocked Product | NO | LN | _A | _10 | 82 | 70 | 24
9969952 | 9969952 | 449.6142 | 269.7685 | Industrial Advanced | 0.6 | 46.001 | 639889838055 | 1200H1000D TS SIDE WALLS | SAND TEXTURE BLACK | 2 | 283.2569 | Catalog Non-Stocked Product | NO | LN | _A | _10 | 82 | 30 | 14
9969955 | 9969955 | 509.145 | 432.7732 | IT Advanced | 0.85 | 71.49 | 639889008618 | 2000H1200D TS IT SIDEWALLS RAL 7035 | RAL 7035 | 2 | 381.8587 | Catalog Stocked Product | YES | LS | _A | _10 | 82 | 70 | 24
9969956 | 9969956 | 509.145 | 432.7732 | IT Advanced | 0.85 | 68 | 639889008748 | 2000H1200D TS SIDEWALLS | SAND TEXTURE BLACK | 2 | 381.8587 | Catalog Stocked Product | YES | L8 | _A | _10 | 82 | 70 | 24
9969957 | 9969957 | 547.7505 | 465.5879 | IT Advanced | 0.85 | 78.289 | 639889008885 | 2200H1200D TS IT SIDEWALLS RAL 7035 | RAL 7035 | 2 | 410.8129 | Catalog Stocked Product | YES | L8 | _A | _10 | 82 | 70 | 24
9969958 | 9969958 | 547.7505 | 465.5879 | IT Advanced | 0.85 | 76.001 | 639889008724 | 2200H1200D TS SIDEWALLS | SAND TEXTURE BLACK | 2 | 410.8129 | Catalog Stocked Product | YES | L8 | _A | _10 | 82 | 70 | 24
9969969 | 9969969 | 1291.2141 | 774.7285 | Industrial Advanced | 0.6 | 35 | 639889934900 | AC EMI KIT 3305 MID |  | 1 | 813.4649 | Catalog Stocked Product | YES | L8 | _C | _40 | 51 | 80 | 14
9970016 | 9970016 | 262.1817 | 222.8544 | IT Advanced | 0.85 | 0.201 | 639889008670 | 1U 19IN. BLANKING PANEL SAND TXT BLK | TOOL-LESS SAND TEXT BLACK | 10 | 196.6363 | Catalog Stocked Product | YES | LS | _A | _10 | 87 | 70 | 24
9970017 | 9970017 | 169.7523 | 144.2895 | IT Advanced | 0.85 | 1.4 | 639889008663 | 3U 19IN. BLANKING PANEL SAND TXT BLK | TOOL LESS SAND TXT BLK | 5 | 127.3142 | Catalog Non-Stocked Product | NO | LN | _A | _10 | 87 | 70 | 24
9970139 | 9970139 | 433.053 | 368.0951 | IT Advanced | 0.85 | 2.65 | 639889895836 | TS ELECTROMAGNETIC HANDLE RAL9005 BLK | W/MASTER KEY-PWR FAIL LOCK | 1 | 324.7898 | Catalog Stocked Product | YES | LS | _D | _50 | 83 | 80 | 24
9970254 | 9970254 | 165.2763 | 140.4849 | IT Advanced | 0.85 | 8.501 | 639889851108 | 0600W ROOF MOUNT CABLE MANAGER | BLACK | 1 | 123.9572 | Catalog Stocked Product | YES | LS | _A | _10 | 87 | 70 | 24
9970260 | 9970260 | 56.9907 | 48.4421 | IT Advanced | 0.85 | 2 | 639889851160 | ROOF MOUNT CABLE MANAGER END COVERS | BLACK | 2 | 42.743 | Catalog Non-Stocked Product | NO | LN | _A | _10 | 87 | 70 | 24
9970262 | 9970262 | 94.6226 | 80.4292 | IT Advanced | 0.85 | 0 | 639889851184 | 0300W ROOF MOUNT CABLE MANAGER FOR LCP | BLACK | 1 | 70.967 | Catalog Non-Stocked Product | NO | LN | _D | _44 | 37 | 70 | 24
9970271 | 9970271 | 448.4952 | 381.2209 | IT Advanced | 0.85 | 20 | 639889865648 | 12IN W X 10FT L LADDER RACK | BLACK | 1 | 336.3714 | Catalog Non-Stocked Product | NO | LN | _A | _10 | 84 | 70 | 24
9970292 | 9970292 | 162.1431 | 137.8216 | IT Advanced | 0.85 | 7.2 | 639889898479 | TS IT 0600W ROOF MT CABLE MGR | TS IT 0600W ROOF MOUNT CABLE MANAGER, RAL9005 | 1 | 121.6073 | Catalog Non-Stocked Product | NO | LN | _D | _50 | 84 | 80 | 24
9970293 | 9970293 | 208.4697 | 177.1992 | IT Advanced | 0.85 | 8.6 | 639889898486 | TS IT 0700W ROOF MT CABLE MGR | TS IT 0700W ROOF MOUNT CABLE MANAGER, RAL9005 | 1 | 156.3523 | Catalog Non-Stocked Product | NO | LN | _D | _50 | 84 | 80 | 24
9970294 | 9970294 | 221.4501 | 188.2326 | IT Advanced | 0.85 | 9.799 | 639889898493 | TS IT 0800W ROOF MT CABLE MGR | TS IT 0800W ROOF MOUNT CABLE MANAGER, RAL9005 | 1 | 166.0876 | Catalog Non-Stocked Product | NO | LN | _D | _50 | 84 | 80 | 24
9970295 | 9970295 | 168.4095 | 143.1481 | IT Advanced | 0.85 | 6.601 | 639889898509 | TS IT 0600W ROOF MT CABLE MGR FOR LADDER | TS IT 0600W ROOF MOUNT CABLE MANAGER FOR LADDER RACK, | 1 | 126.3071 | Catalog Non-Stocked Product | NO | LN | _D | _50 | 84 | 30 | 24
9970296 | 9970296 | 216.5265 | 184.0475 | IT Advanced | 0.85 | 7.599 | 639889898516 | TS IT 0700W ROOF MT CABLE MGR FOR LADDER | TS IT 0700W ROOF MOUNT CABLE MANAGER FOR LADDER RACK, | 1 | 162.3949 | Catalog Non-Stocked Product | NO | LN | _D | _50 | 84 | 80 | 24
9970297 | 9970297 | 230.9616 | 196.3174 | IT Advanced | 0.85 | 8.999 | 639889898523 | TS IT 0800W ROOF MT CABLE MGR FOR LADDER | TS IT 0800W ROOF MOUNT CABLE MANAGER FOR LADDER RACK, | 1 | 173.2212 | Catalog Non-Stocked Product | NO | LN | _D | _50 | 84 | 30 | 24
9970298 | 9970298 | 175.7949 | 149.4257 | IT Advanced | 0.85 | 1.199 | 639889898530 | TS IT END CORNER BRACKETS | TS IT END LADDER BRACKETS, RAL9005 | 2 | 131.8462 | Catalog Non-Stocked Product | NO | LN | _D | _50 | 87 | 80 | 24
9970347 | 9970347 | 292.3947 | 248.5355 | IT Advanced | 0.85 | 0 | 639889865662 | 42U 19IN Z RAILS BLACK | 1 RH RAIL, 1 LH RAIL | 2 | 219.296 | Catalog Non-Stocked Product | NO | LN | _A | _10 | 87 | 80 | 24
9970351 | 9970351 | 357.7443 | 304.0827 | IT Advanced | 0.85 | 0 | 639889865709 | 1050D 19IN Z RAIL DEPTH SUPPORTS BLACK | 2 TOP RAILS, 2 BTM RAILS | 1 | 268.3082 | Catalog Non-Stocked Product | NO | LN | _D | _50 | 87 | 70 | 24
9970359 | 9970359 | 752.1918 | 451.3151 | Industrial Advanced | 0.6 | 0 | 639889934917 | 2000H0800W TS VENTED DOOR | RAL7035 | 1 | 473.8808 | Catalog Non-Stocked Product | NO | LN | _A | _10 | 83 | 80 | 14
9970811 | 9970811 | 47.2554 | 40.1671 | IT Advanced | 0.85 | 1.102 | 639889008656 | POWER CORD 10FTC19 - L6-20P |  | 1 | 35.4415 | Catalog Non-Stocked Product | NO | LN | _D | _41 | 05 | 30 | 24
9970813 | 9970813 | 31.5446 | 26.8129 | IT Advanced | 0.85 | 1.55 | 639889008632 | POWER CORD 10FTC19 - 5-20P |  | 1 | 23.6585 | Catalog Non-Stocked Product | NO | LN | _D | _41 | 05 | 30 | 24
9970814 | 9970814 | 26.4084 | 22.4471 | IT Market | 0.85 | 0 | 639889008625 | POWER CORD 10FTC19 - 5-15P |  | 1 | 18.4859 | Catalog Non-Stocked Product | NO | LN | _D | _43 | 21 | 80 | 21
9970815 | 9970815 | 92.3287 | 78.4794 | IT Advanced | 0.85 | 2.205 | 639889009189 | PDU TEMP-HUMIDITY SENSOR 3M CABLE |  | 1 | 69.2465 | Catalog Non-Stocked Product | NO | LN | _D | _41 | 05 | 30 | 24
9970843 | 9970843 | 163.7097 | 139.1532 | IT Market | 0.85 | 7 | 639889838963 | BASIC PDU 120V 20A 1U | 12X5-20R, C20P | 1 | 114.5968 | Catalog Stocked Product | YES | LS | _D | _43 | 21 | 80 | 21
9970844 | 9970844 | 234.4305 | 199.2659 | IT Market | 0.85 | 7 | 639889838970 | BASIC PDU 120V 30A 1U | 12X5-20R, L5-30P, 10' CORD | 1 | 164.1013 | Catalog Stocked Product | YES | L8 | _D | _43 | 21 | 80 | 21
9970845 | 9970845 | 165.7239 | 140.8653 | IT Market | 0.85 | 7 | 639889838987 | BASIC PDU 208V 20A 1U | 12XC13R, C20P | 1 | 116.0067 | Catalog Non-Stocked Product | NO | LN | _D | _43 | 21 | 30 | 21
9970846 | 9970846 | 245.3967 | 208.5872 | IT Market | 0.85 | 5.8 | 639889838994 | BASIC PDU 208V 30A 1U | 12XC13R, L6-30P, 10' CORD | 1 | 171.7777 | Catalog Non-Stocked Product | NO | LN | _D | _43 | 21 | 70 | 21
9970982 | 9970982 | 1112.3979 | 834.2984 | Spare Parts | 0.75 | 0 | 639889897984 | TS MOUNTING PANEL 2000H0500W | 2000H X 500W | 1 | 700.8107 | Non-Stocked Spare Part Product | NO | SP | _E | _52 | 11 | 40 | SP
9970989 | 9970989 | 104.011 | 62.4066 | Industrial Advanced | 0.6 | 0.75 | 639889851382 | TS8 BOLT DOWN KIT |  | 4 | 65.527 | Catalog Stocked Product | YES | LS | _A | _10 | 81 | 70 | 14
9971037 | 9971037 | 4861.0479 | 4131.8907 | IT Advanced | 0.85 | 0 | 639889851429 | 42U 2000H0800W1200D TS LCP READY SERVER | RAL7035 | 1 | 3645.7859 | Catalog Non-Stocked Product | NO | LN | _D | _04 | 32 | 80 | 24
9971042 | 9971042 | 491.1291 | 294.6775 | Industrial Advanced | 0.6 | 28 | 639889851443 | 2000H1000D TS PARTITION WALL | SAND TEXTURED BLACK | 1 | 309.4113 | Catalog Non-Stocked Product | NO | LN | _A | _10 | 82 | 70 | 14
9971043 | 9971043 | 517.4256 | 439.8118 | IT Advanced | 0.85 | 28 | 639889851450 | 2000H1050D TS PARTITION WALL | SAND TEXTURED BLACK | 1 | 388.0692 | Catalog Stocked Product | YES | L8 | _A | _10 | 82 | 70 | 24
9971044 | 9971044 | 514.4043 | 308.6426 | Industrial Advanced | 0.6 | 33 | 639889851467 | 2000H1200D TS PARTITION WALL | SAND TEXTURED BLACK | 1 | 324.0747 | Catalog Non-Stocked Product | NO | LN | _A | _10 | 82 | 70 | 14
9971047 | 9971047 | 541.0365 | 459.881 | IT Advanced | 0.85 | 33 | 639889851498 | 2200H1050D TS PARTITION WALL | SAND TEXTURED BLACK | 1 | 405.7774 | Catalog Non-Stocked Product | NO | LN | _A | _10 | 82 | 70 | 24
9971048 | 9971048 | 542.715 | 461.3077 | IT Advanced | 0.85 | 38 | 639889851504 | 2200H1200D TS PARTITION WALL | SAND TEXTURED BLACK | 1 | 407.0362 | Catalog Stocked Product | YES | LS | _A | _10 | 82 | 70 | 24
9971066 | 9971066 | 62.4402 | 53.0742 | IT Market | 0.85 | 0.399 | 639889851634 | 0U PDU BUTTON MOUNT BRACKET |  | 2 | 43.7081 | Catalog Stocked Product | YES | LS | _D | _43 | 21 | 70 | 21
9971067 | 9971067 | 53.4882 | 45.465 | IT Market | 0.85 | 0.701 | 639889851641 | DUAL PDU BUTTON MOUNT BRACKET |  | 2 | 37.4417 | Catalog Stocked Product | YES | LS | _D | _43 | 21 | 70 | 21
9971164 | 9971164 | 827.2767 | 703.1852 | IT Advanced | 0.85 | 5.201 | 639889907645 | LCP CONDENSATION PUMP KIT |  | 1 | 620.4575 | Catalog Stocked Product | YES | LS | _D | _44 | 37 | 30 | 24
9971173 | 9971173 | 451.9641 | 384.1695 | IT Advanced | 0.85 | 15 | 639889895850 | LCP CDU HOSE SET 10 FT FIELD INSTALLED | 1.5 INCH DIAMETER | 2 | 338.9731 | Catalog Non-Stocked Product | NO | LN | _D | _44 | 37 | 80 | 24
9971174 | 9971174 | 677.1069 | 575.5409 | IT Advanced | 0.85 | 28.6 | 639889895867 | LCP CDU HOSE SET 15 FT FIELD INSTALLED | 1.5 INCH DIAMETER | 2 | 507.8302 | Catalog Stocked Product | YES | L8 | _D | _44 | 37 | 80 | 24
9971175 | 9971175 | 1211.2056 | 726.7234 | Industrial Advanced | 0.6 | 22 | 639889895874 | LCP CDU HOSE SET 25 FT FIELD INSTALLED | 1.5 INCH DIAMETER | 2 | 763.0595 | Catalog Stocked Product | YES | L8 | _C | _40 | 51 | 80 | 14
9972000 | 9972000 | 2344.0812 | 1992.469 | IT Advanced | 0.85 | 205.996 | 639889873599 | TS IT 42U RAL9005 2000H0700W1050D | PERFORATED, GLOBAL | 1 | 1758.0609 | Catalog Non-Stocked Product | NO | LN | _D | _04 | 31 | 70 | 24
9972001 | 9972001 | 2519.8761 | 2141.8947 | IT Advanced | 0.85 | 200.996 | 639889873605 | TS IT 42U RAL7035 2000H0700W1050D | PERFORATED, GLOBAL | 1 | 1889.9071 | Catalog Non-Stocked Product | NO | LN | _D | _04 | 32 | 30 | 24
9972002 | 9972002 | 2765.049 | 2350.2917 | IT Advanced | 0.85 | 215.996 | 639889873612 | TS IT 42U RAL9005 2000H0700W1200D | PERFORATED, GLOBAL | 1 | 2073.7868 | Catalog Non-Stocked Product | NO | LN | _D | _04 | 31 | 70 | 24
9972003 | 9972003 | 2766.6156 | 2351.6233 | IT Advanced | 0.85 | 214.996 | 639889873629 | TS IT 42U RAL7035 2000H0700W1200D | PERFORATED, GLOBAL | 1 | 2074.9617 | Catalog Non-Stocked Product | NO | LN | _D | _04 | 32 | 30 | 24
9972004 | 9972004 | 2874.3753 | 2443.219 | IT Advanced | 0.85 | 200.996 | 639889873636 | TS IT 47U RAL9005 2200H0700W1050D | PERFORATED, GLOBAL | 1 | 2155.7815 | Catalog Non-Stocked Product | NO | LN | _D | _04 | 32 | 80 | 24
9972005 | 9972005 | 3211.1943 | 2729.5152 | IT Advanced | 0.85 | 222.996 | 639889873643 | TS IT 47U RAL7035 2200H0700W1050D | PERFORATED, GLOBAL | 1 | 2408.3957 | Catalog Non-Stocked Product | NO | LN | _D | _04 | 32 | 80 | 24
9972006 | 9972006 | 3389.8986 | 2881.4138 | IT Advanced | 0.85 | 229.996 | 639889873650 | TS IT 47U RAL9005 2200H0700W1200D | PERFORATED, GLOBAL | 1 | 2542.4239 | Catalog Non-Stocked Product | NO | LN | _D | _04 | 32 | 80 | 24
9972007 | 9972007 | 3381.0585 | 2873.8997 | IT Advanced | 0.85 | 233.997 | 639889873667 | TS IT 47U RAL7035 2200H0700W1200D | PERFORATED, GLOBAL | 1 | 2535.7939 | Catalog Non-Stocked Product | NO | LN | _D | _04 | 32 | 80 | 24
9972012 | 9972012 | 42.5891 | 25.5535 | Industrial Advanced | 0.6 | 0 | 639889922013 | PADLOCK LOCKOUT AX/WM |  | 1 | 26.8312 | Catalog Stocked Product | YES | L8 | _A | _10 | 83 | 80 | 14
9972905 | 9972905 | 2014.2 | 1712.07 | IT Advanced | 0.85 | 11.001 | 639889934924 | PDU SWITCHED 120V 30A 0U 10FT CORD | PDU SWITCHED 120V 30A 0U 10FT CORD 16 X 5-20R L5-30P | 1 | 1510.65 | Catalog Non-Stocked Product | NO | LN | _D | _43 | 21 | 80 | 24
9972907 | 9972907 | 1095.0534 | 657.032 | Industrial Advanced | 0.6 | 23 | 639889874541 | 0200H0800W F-R PLINTH S-S 316 |  | 2 | 689.8836 | Catalog Stocked Product | YES | LS | _A | _10 | 81 | 8E | 14
9972908 | 9972908 | 995.5743 | 597.3446 | Industrial Advanced | 0.6 | 18.289 | 639889874558 | 0200H0600W F-R PLINTH S-S 316 |  | 2 | 627.2118 | Catalog Stocked Product | YES | LS | _A | _10 | 81 | 8E | 14
9972912 | 9972912 | 255.0201 | 216.7671 | IT Advanced | 0.85 | 0.5 | 639889884427 | 42U TS IT CABLE MANAGER FINGERS | 20U TALL | 2 | 191.2651 | Catalog Stocked Product | YES | LS | _D | _50 | 85 | 80 | 24
9972913 | 9972913 | 295.0803 | 250.8183 | IT Advanced | 0.85 | 5 | 639889898455 | 47U TS IT CABLE MANAGER FINGERS | 22U TALL | 2 | 221.3102 | Catalog Stocked Product | YES | LS | _D | _50 | 85 | 70 | 24
9972918 | 9972918 | 1064.5047 | 798.3785 | Spare Parts | 0.75 | 17 | 639889859043 | TS VERTICAL FRAME RAIL 1600H | SCREW-IN | 2 | 670.638 | Catalog Non-Stocked Product | NO | LN | _E | _52 | 11 | 40 | SP
9972919 | 9972919 | 650.3628 | 487.7721 | Spare Parts | 0.75 | 0 | 639889859050 | TS VERTICAL FRAME RAIL 1800H | SCREW-IN | 2 | 409.7286 | Catalog Stocked Product | YES | L8 | _E | _52 | 11 | 40 | SP
9972920 | 9972920 | 677.3307 | 507.998 | Spare Parts | 0.75 | 17 | 639889859067 | TS VERTICAL FRAME RAIL 2000H | SCREW-IN | 2 | 426.7183 | Catalog Non-Stocked Product | NO | LN | _E | _52 | 11 | 40 | SP
9972921 | 9972921 | 1447.6503 | 1085.7377 | Spare Parts | 0.75 | 20 | 639889859074 | TS VERTICAL FRAME RAIL 2200H | SCREW-IN | 2 | 912.0197 | Catalog Non-Stocked Product | NO | LN | _E | _52 | 11 | 40 | SP
9972922 | 9972922 | 80.1316 | 68.1119 | IT Advanced | 0.85 | 0.8 | 639889898462 | TS IT QUARTER TURN D-RING,3.5in x 1.75in | 3.50" X 1.75", 45 DEG. | 10 | 60.0987 | Catalog Stocked Product | YES | LS | _D | _50 | 85 | 80 | 24
9972925 | 9972925 | 498.7383 | 423.9276 | IT Advanced | 0.85 | 15.999 | 639889898424 | TS IT AIR BAFFLE 700WX2000H | 42U X 700W | 1 | 374.0537 | Catalog Non-Stocked Product | NO | LN | _D | _50 | 87 | 80 | 24
9972926 | 9972926 | 514.74 | 437.529 | IT Advanced | 0.85 | 18 | 639889895881 | TS IT AIR BAFFLE 700WX2200H | 47U X 700W | 1 | 386.055 | Catalog Non-Stocked Product | NO | LN | _D | _50 | 87 | 80 | 24
9972927 | 9972927 | 723.3216 | 614.8234 | IT Advanced | 0.85 | 12.2 | 639889884144 | TS IT 700W CABLE DUCT | 700W | 1 | 542.4912 | Catalog Stocked Product | YES | LS | _D | _50 | 85 | 80 | 24
9972961 | 9972961 | 1098.7461 | 933.9342 | IT Market | 0.85 | 0 | 639889907973 | PDU SMART 208V 30A 0U LCD IP MST | 24XC13, 6XC19R, L6-30P, 10' CORD, PIPS, CIRCUIT BREAKER | 1 | 769.1223 | Catalog Non-Stocked Product | NO | LN | _D | _43 | 21 | 80 | 21
9973013 | 9973013 | 23.0178 | 13.8107 | Industrial Advanced | 0.6 | 0.099 | 639889871021 | TOUCH UP RAL9003 SIGNAL WHITE TX BOTTLE | RAL9003 | 1 | 14.5012 | Catalog Non-Stocked Product | NO | LN | _A | _10 | 82 | 80 | 14
9973017 | 9973017 | 83.5781 | 50.1469 | Industrial Advanced | 0.6 | 1.001 | 639889871069 | TOUCH UP RAL2004 PURE ORANGE AEROSOL | RAL2004 | 1 | 52.6542 | Catalog Non-Stocked Product | NO | LN | _A | _10 | 82 | 70 | 14
9973018 | 9973018 | 83.5781 | 50.1469 | Industrial Advanced | 0.6 | 0 | 639889871076 | TOUCH UP RAL3001 SIGNAL RED AEROSOL | RAL3001 | 1 | 52.6542 | Catalog Non-Stocked Product | NO | LN | _A | _10 | 82 | 20 | 14
9973025 | 9973025 | 83.5781 | 50.1469 | Industrial Advanced | 0.6 | 1.001 | 639889871144 | TOUCH UP RAL9001 CREAM TX AEROSOL | RAL9001 | 1 | 52.6542 | Catalog Stocked Product | YES | L8 | _A | _10 | 82 | 80 | 14
9973052 | 9973052 | 1715.5389 | 1029.3233 | Industrial Advanced | 0.6 | 65 | 639889873926 | TS FLOOR STAND KIT 300H800W 316SS | 0300H0800W FLOOR STAND S/S 316 | 2 | 1080.7895 | Catalog Stocked Product | YES | L8 | _A | _10 | 81 | 8E | 14
9973057 | 9973057 | 443.0121 | 265.8073 | Industrial Advanced | 0.6 | 5.615 | 639889895898 | 0100H0600W F-R PLINTH S-S 304 |  | 2 | 279.0976 | Catalog Non-Stocked Product | NO | LN | _A | _10 | 81 | 8E | 14
9973058 | 9973058 | 502.8786 | 301.7272 | Industrial Advanced | 0.6 | 7.963 | 639889907706 | 0100H0800W F-R PLINTH S-S 304 |  | 2 | 316.8135 | Catalog Stocked Product | YES | LS | _A | _10 | 81 | 8E | 14
9973062 | 9973062 | 1458.3927 | 1093.7945 | Spare Parts | 0.75 | 0 | 639889921184 | 1400H1000W TS REARWALL TXT N-D |  | 1 | 918.7874 | Non-Stocked Spare Part Product | NO | SP | _E | _52 | 11 | 40 | SP
9973073 | 9973073 | 1224.9693 | 918.727 | Spare Parts | 0.75 | 0 | 639889910843 | 2000H0800W TS L-H REARWALL TXT, N-D |  | 1 | 771.7307 | Non-Stocked Spare Part Product | NO | SP | _E | _52 | 11 | 40 | SP
9973078 | 9973078 | 1238.5092 | 928.8819 | Spare Parts | 0.75 | 0 | 639889910584 | 2200H0400W TS REARWALL TXT, N-D |  | 1 | 780.2608 | Non-Stocked Spare Part Product | NO | SP | _E | _52 | 11 | 40 | SP
9973081 | 9973081 | 1107.4743 | 830.6057 | Spare Parts | 0.75 | 0 | 639889881556 | TS REAR PANEL 2200H1000W RAL7035 |  | 1 | 697.7088 | Non-Stocked Spare Part Product | NO | SP | _E | _52 | 11 | 40 | SP
9973090 | 9973090 | 150.9531 | 113.2148 | Spare Parts | 0.75 | 0.099 | 639889909748 | FUSE F- CONDENSATE EVAPORATOR T4A-500V | PU = 5 | 5 | 95.1005 | Non-Stocked Spare Part Product | NO | SP | _E | _52 | 13 | 40 | SP
9973091 | 9973091 | 121.8591 | 91.3943 | Spare Parts | 0.75 | 0.099 | 639889911192 | FUSE HOLDER COMPLETE | PU =2 | 2 | 76.7712 | Catalog Non-Stocked Product | NO | LN | _E | _52 | 13 | 40 | SP
9973101 | 9973101 | 941.079 | 705.8093 | Spare Parts | 0.75 | 0 | 639889874862 | TS REAR PANEL 1800H0800W(1600W) RAL7035 |  | 1 | 592.8798 | Non-Stocked Spare Part Product | NO | SP | _E | _52 | 11 | 40 | SP
9973102 | 9973102 | 973.0824 | 729.8118 | Spare Parts | 0.75 | 0 | 639889874879 | TS REAR PANEL 1800H0900W(1800W) RAL7035 |  | 1 | 613.0419 | Non-Stocked Spare Part Product | NO | SP | _E | _52 | 11 | 40 | SP
9973103 | 9973103 | 799.9731 | 599.9798 | Spare Parts | 0.75 | 228.997 | 639889874886 | TS SINGLE DOOR 2000H1000W RAL7035 |  | 1 | 503.9831 | Stocked Spare Part Product | YES | L2 | _E | _52 | 11 | 40 | SP
9973106 | 9973106 | 1013.2545 | 759.9409 | Spare Parts | 0.75 | 0 | 639889874916 | TS REAR PANEL 2000H0900W F.1800W RAL7035 |  | 1 | 638.3503 | Non-Stocked Spare Part Product | NO | SP | _E | _52 | 11 | 40 | SP
9973107 | 9973107 | 823.8078 | 617.8559 | Spare Parts | 0.75 | 223.997 | 639889874923 | TS SINGLE DOOR 2200H1000W RAL7035 |  | 1 | 518.9989 | Stocked Spare Part Product | YES | L2 | _E | _52 | 11 | 40 | SP
9973108 | 9973108 | 875.9532 | 656.9649 | Spare Parts | 0.75 | 254.996 | 639889874930 | TS MOUNTING PANEL 2200H1000W |  | 1 | 551.8505 | Stocked Spare Part Product | YES | L2 | _E | _52 | 11 | 40 | SP
9973109 | 9973109 | 193.3632 | 145.0224 | Spare Parts | 0.75 | 0 | 639889874947 | TS ROOF PANEL 0400W0500D RAL7035 |  | 1 | 121.8188 | Non-Stocked Spare Part Product | NO | SP | _E | _52 | 11 | 40 | SP
9973110 | 9973110 | 436.9695 | 327.7271 | Spare Parts | 0.75 | 25.999 | 639889874954 | TS ROOF PANEL 1000W0800D RAL7035 |  | 1 | 275.2908 | Non-Stocked Spare Part Product | NO | SP | _E | _52 | 11 | 40 | SP
9973111 | 9973111 | 122.7543 | 92.0657 | Spare Parts | 0.75 | 0 | 639889874961 | TS CABLE PLATE SET 0400W0500D |  | 1 | 77.3352 | Non-Stocked Spare Part Product | NO | SP | _E | _52 | 11 | 40 | SP
9973112 | 9973112 | 398.364 | 298.773 | Spare Parts | 0.75 | 40 | 639889874978 | TS CABLE PLATE SET 1000W0800D |  | 1 | 250.9693 | Non-Stocked Spare Part Product | NO | SP | _E | _52 | 11 | 40 | SP
9973114 | 9973114 | 255.4677 | 191.6008 | Spare Parts | 0.75 | 0 | 639889874985 | TS CABLE PLATE SET 1600W0400D |  | 1 | 160.9447 | Non-Stocked Spare Part Product | NO | SP | _E | _52 | 11 | 40 | SP
9973115 | 9973115 | 327.7551 | 245.8163 | Spare Parts | 0.75 | 17.5 | 639889874992 | TS CABLE PLATE SET 1600W0500D |  | 1 | 206.4857 | Non-Stocked Spare Part Product | NO | SP | _E | _52 | 11 | 40 | SP
9973116 | 9973116 | 379.9005 | 284.9254 | Spare Parts | 0.75 | 0 | 639889875005 | TS CABLE PLATE SET 1600W0600D |  | 1 | 239.3373 | Non-Stocked Spare Part Product | NO | SP | _E | _52 | 11 | 40 | SP
9973117 | 9973117 | 520.8945 | 390.6709 | Spare Parts | 0.75 | 0 | 639889875012 | TS CABLE PLATE SET 1600W0800D |  | 1 | 328.1635 | Non-Stocked Spare Part Product | NO | SP | _E | _52 | 11 | 40 | SP
9973118 | 9973118 | 399.9306 | 299.9479 | Spare Parts | 0.75 | 22.019 | 639889875029 | TS CABLE PLATE SET 1800W0500D |  | 1 | 251.9563 | Non-Stocked Spare Part Product | NO | SP | _E | _52 | 11 | 40 | SP
9973119 | 9973119 | 500.8644 | 375.6483 | Spare Parts | 0.75 | 25.52 | 639889875036 | TS CABLE PLATE SET 1800W0600D |  | 1 | 315.5446 | Non-Stocked Spare Part Product | NO | SP | _E | _52 | 11 | 40 | SP
9973120 | 9973120 | 588.2583 | 441.1937 | Spare Parts | 0.75 | 0 | 639889875043 | TS CABLE PLATE SET 1800W0800D |  | 1 | 370.6027 | Non-Stocked Spare Part Product | NO | SP | _E | _52 | 11 | 40 | SP
9973121 | 9973121 | 226.8213 | 170.116 | Spare Parts | 0.75 | 0 | 639889875050 | COMFORT HANDLE SET F. TS FMD 1600_1800W |  | 1 | 142.8974 | Stocked Spare Part Product | YES | L2 | _E | _52 | 11 | 40 | SP
9973122 | 9973122 | 214.5123 | 160.8842 | Spare Parts | 0.75 | 3 | 639889875067 | TS MOUNTING PANEL FIXING KIT F-1600-1800 |  | 1 | 135.1427 | Stocked Spare Part Product | YES | L2 | _E | _52 | 11 | 40 | SP
9973127 | 9973127 | 74.5925 | 55.9444 | Spare Parts | 0.75 | 0.119 | 639889909557 | HINGE PIN CLIP AE | ID 203287 | 15 | 46.9933 | Non-Stocked Spare Part Product | NO | SP | _E | _52 | 11 | 40 | SP
9973128 | 9973128 | 88.2555 | 66.1916 | Spare Parts | 0.75 | 0.399 | 639889908918 | HINGE PIN AE SS AE-V2A W-CIRCLIP | ID 397101 | 15 | 55.601 | Non-Stocked Spare Part Product | NO | SP | _E | _52 | 11 | 40 | SP
9973129 | 9973129 | 124.4328 | 93.3246 | Spare Parts | 0.75 | 0.5 | 639889909991 | SCREW M6x21 FEMALE DR STIFF | ID 207312 | 25 | 78.3927 | Non-Stocked Spare Part Product | NO | SP | _E | _52 | 11 | 40 | SP
9973130 | 9973130 | 113.2428 | 84.9321 | Spare Parts | 0.75 | 0 | 639889921207 | SCREW M4x12 FLH PHIL EJOT PT ZN PLT | ID 209978 | 25 | 71.343 | Non-Stocked Spare Part Product | NO | SP | _E | _52 | 11 | 40 | SP
9973131 | 9973131 | 38.1579 | 28.6184 | Spare Parts | 0.75 | 0.099 | 639889910461 | CLAMP PIECE LOCKAE/IE/DK | ID 209981 | 5 | 24.0395 | Non-Stocked Spare Part Product | NO | SP | _E | _52 | 11 | 40 | SP
9973132 | 9973132 | 77.0543 | 57.7908 | Spare Parts | 0.75 | 0.201 | 639889908840 | CIRCLIP SS T316 1PU 15EA | ID 223526 | 15 | 48.5442 | Non-Stocked Spare Part Product | NO | SP | _E | _52 | 11 | 40 | SP
9973133 | 9973133 | 55.6367 | 41.7275 | Spare Parts | 0.75 | 0.099 | 639889911444 | PLASTIC PLUG AE/CP RAL7035 | ID 236696 | 10 | 35.0511 | Non-Stocked Spare Part Product | NO | SP | _E | _52 | 11 | 40 | SP
9973134 | 9973134 | 62.0374 | 46.528 | Spare Parts | 0.75 | 0 | 639889909878 | CLAMP ASSY TS CABLEPLATES | ID 241461 | 10 | 39.0835 | Non-Stocked Spare Part Product | NO | SP | _E | _52 | 11 | 40 | SP
9973135 | 9973135 | 114.4737 | 85.8553 | Spare Parts | 0.75 | 0.201 | 639889908819 | SCREW M6x1x12 FLH TORX T30 TRILOBE | ID 241485 | 25 | 72.1184 | Non-Stocked Spare Part Product | NO | SP | _E | _52 | 11 | 40 | SP
9973136 | 9973136 | 121.0758 | 90.8068 | Spare Parts | 0.75 | 0.201 | 639889921214 | SCREW M5x.8x8 FLH TORX T25 MS ZN PLT | ID 241487 | 25 | 76.2778 | Non-Stocked Spare Part Product | NO | SP | _E | _52 | 11 | 40 | SP
9973137 | 9973137 | 50.9593 | 38.2194 | Spare Parts | 0.75 | 0.099 | 639889908574 | LOCK BLOCK F. TS-8 DBL DOOR | ID 241531 | 6 | 32.1043 | Non-Stocked Spare Part Product | NO | SP | _E | _52 | 11 | 40 | SP
9973138 | 9973138 | 67.3302 | 50.4977 | Spare Parts | 0.75 | 0.8 | 639889910508 | PLASTIC LOGO COVER F. COMFORT HANDLE | ID 246107 | 5 | 42.418 | Non-Stocked Spare Part Product | NO | SP | _E | _52 | 11 | 40 | SP
9973139 | 9973139 | 41.3582 | 31.0187 | Spare Parts | 0.75 | 0.201 | 639889908826 | POWER CORD 6FT 110V | ID 26016 | 1 | 26.0557 | Non-Stocked Spare Part Product | NO | SP | _E | _52 | 11 | 40 | SP
9973140 | 9973140 | 58.4678 | 43.8508 | Spare Parts | 0.75 | 1.1 | 639889911185 | ACCESSORY BAG TS SIDEWALL 900 AND OVER | ID 282918 | 1 | 36.8347 | Catalog Non-Stocked Product | NO | LN | _E | _52 | 11 | 40 | SP
9973141 | 9973141 | 112.3476 | 84.2607 | Spare Parts | 0.75 | 0 | 639889921221 | HINGE BLOCK AE ENCLOSURES | ID 300279 | 15 | 70.779 | Non-Stocked Spare Part Product | NO | SP | _E | _52 | 11 | 40 | SP
9973142 | 9973142 | 56.4983 | 42.3737 | Spare Parts | 0.75 | 0.099 | 639889909526 | PLASTIC DRAIN PLUG DIAM. 16MM RAL7035 | ID 311793 | 10 | 35.5939 | Non-Stocked Spare Part Product | NO | SP | _E | _52 | 11 | 40 | SP
9973144 | 9973144 | 218.7645 | 164.0734 | Spare Parts | 0.75 | 0.099 | 639889908604 | DISPATCH BAG TS 8950.XXX | ID 392927 | 1 | 137.8216 | Non-Stocked Spare Part Product | NO | SP | _E | _52 | 11 | 40 | SP
9973145 | 9973145 | 156.1005 | 117.0754 | Spare Parts | 0.75 | 0 | 639889921238 | PIN HINGE 316 SS E-CLIP | ID 43872 | 15 | 98.3433 | Non-Stocked Spare Part Product | NO | SP | _E | _52 | 11 | 40 | SP
9973146 | 9973146 | 89.2403 | 66.9302 | Spare Parts | 0.75 | 0 | 639889921245 | E-CLIP | ID 43888 | 15 | 56.2214 | Non-Stocked Spare Part Product | NO | SP | _E | _52 | 11 | 40 | SP
9974032 | 9974032 | 75.8234 | 45.4941 | Industrial Advanced | 0.6 | 0.099 | 639889904125 | M4 WASHERS UL50E |  | 8 | 47.7688 | Catalog Non-Stocked Product | NO | LN | _A | _10 | 85 | 80 | 14
9974033 | 9974033 | 75.8234 | 45.4941 | Industrial Advanced | 0.6 | 0 | 639889904132 | M5 WASHERS UL50E |  | 8 | 47.7688 | Catalog Stocked Product | YES | LS | _A | _10 | 85 | 80 | 14
9974034 | 9974034 | 75.8234 | 45.4941 | Industrial Advanced | 0.6 | 0 | 639889904149 | M6 WASHERS UL50E |  | 8 | 47.7688 | Catalog Stocked Product | YES | LS | _A | _10 | 85 | 80 | 14
9974035 | 9974035 | 75.8234 | 45.4941 | Industrial Advanced | 0.6 | 0.099 | 639889904156 | M8 WASHERS UL50E |  | 8 | 47.7688 | Catalog Non-Stocked Product | NO | LN | _A | _10 | 85 | 80 | 14
9974036 | 9974036 | 75.8234 | 45.4941 | Industrial Advanced | 0.6 | 0 | 639889904163 | M10 WASHERS UL50E |  | 8 | 47.7688 | Catalog Non-Stocked Product | NO | LN | _A | _10 | 85 | 80 | 14
9974037 | 9974037 | 75.8234 | 45.4941 | Industrial Advanced | 0.6 | 0 | 639889904170 | M12 WASHERS UL50E |  | 8 | 47.7688 | Catalog Stocked Product | YES | L8 | _A | _10 | 85 | 80 | 14
9975000 | 9975000 | 647.1177 | 388.2706 | Industrial Advanced | 0.6 | 10.45 | 639889875203 | WKDH1212C | DEEP HINGED WK 12X12 CS | 1 | 407.6842 | Catalog Stocked Product | YES | LS | _A | _10 | 83 | 70 | 14
9975001 | 9975001 | 728.1333 | 436.88 | Industrial Advanced | 0.6 | 10.692 | 639889875210 | WKDH1612C | DEEP HINGED WK 16X12 CS | 1 | 458.724 | Catalog Stocked Product | YES | LS | _A | _10 | 83 | 70 | 14
9975002 | 9975002 | 849.321 | 509.5926 | Industrial Advanced | 0.6 | 15.608 | 639889875227 | WKDH2016C | DEEP HINGED WK 20X16 CS | 1 | 535.0722 | Catalog Non-Stocked Product | NO | LN | _A | _10 | 83 | 70 | 14
9975003 | 9975003 | 930.2247 | 558.1348 | Industrial Advanced | 0.6 | 17.703 | 639889875234 | WKDH2416C | DEEP HINGED WK 24X16 CS | 1 | 586.0416 | Catalog Stocked Product | YES | L8 | _A | _10 | 83 | 70 | 14
9975004 | 9975004 | 1011.3522 | 606.8113 | Industrial Advanced | 0.6 | 20.304 | 639889875241 | WKDH2420C | DEEP HINGED WK 24X20 CS | 1 | 637.1519 | Catalog Stocked Product | YES | LS | _A | _10 | 83 | 70 | 14
9975005 | 9975005 | 1213.5555 | 728.1333 | Industrial Advanced | 0.6 | 27.756 | 639889875258 | WKDH3024C | DEEP HINGED WK 30X24 CS | 1 | 764.54 | Catalog Non-Stocked Product | NO | LN | _A | _10 | 83 | 70 | 14
9975006 | 9975006 | 1375.8105 | 825.4863 | Industrial Advanced | 0.6 | 30.159 | 639889875265 | WKDH3624C | DEEP HINGED WK 36X24 CS | 1 | 866.7606 | Catalog Stocked Product | YES | L8 | _A | _10 | 83 | 70 | 14
9975007 | 9975007 | 1253.9514 | 752.3708 | Industrial Advanced | 0.6 | 10.45 | 639889875272 | WKDH12124 | DEEP HINGED WK 12X12 304SS | 1 | 789.9894 | Catalog Non-Stocked Product | NO | LN | _A | _10 | 83 | 7E | 14
9975008 | 9975008 | 1334.6313 | 800.7788 | Industrial Advanced | 0.6 | 10.692 | 639889875289 | WKDH16124 | DEEP HINGED WK 16X12 304SS | 1 | 840.8177 | Catalog Non-Stocked Product | NO | LN | _A | _10 | 83 | 7E | 14
9975009 | 9975009 | 1577.0067 | 946.204 | Industrial Advanced | 0.6 | 15.608 | 639889875296 | WKDH20164 | DEEP HINGED WK 20X16 304SS | 1 | 993.5142 | Catalog Stocked Product | YES | LS | _A | _10 | 83 | 7E | 14
9975010 | 9975010 | 1779.6576 | 1067.7946 | Industrial Advanced | 0.6 | 17.703 | 639889875302 | WKDH24164 | DEEP HINGED WK 24X16 304SS | 1 | 1121.1843 | Catalog Non-Stocked Product | NO | LN | _A | _10 | 83 | 7E | 14
9975011 | 9975011 | 1900.9572 | 1140.5743 | Industrial Advanced | 0.6 | 20.304 | 639889875319 | WKDH24204 | DEEP HINGED WK 24X20 304SS | 1 | 1197.603 | Catalog Non-Stocked Product | NO | LN | _A | _10 | 83 | 7E | 14
9975012 | 9975012 | 2347.5501 | 1408.5301 | Industrial Advanced | 0.6 | 27.756 | 639889875326 | WKDH30244 | DEEP HINGED WK 30X24 304SS | 1 | 1478.9566 | Catalog Non-Stocked Product | NO | LN | _A | _10 | 83 | 7E | 14
9975013 | 9975013 | 2750.0544 | 1650.0326 | Industrial Advanced | 0.6 | 30.159 | 639889875333 | WKDH36244 | DEEP HINGED WK 36X24 304SS | 1 | 1732.5343 | Catalog Non-Stocked Product | NO | LN | _A | _10 | 83 | 7E | 14
9975014 | 9975014 | 1457.0499 | 874.2299 | Industrial Advanced | 0.6 | 10.45 | 639889875340 | WKDH12126 | DEEP HINGED WK 12X12 316SS | 1 | 917.9414 | Catalog Stocked Product | YES | L8 | _A | _10 | 83 | 7E | 14
9975015 | 9975015 | 1537.0584 | 922.235 | Industrial Advanced | 0.6 | 10.692 | 639889875357 | WKDH16126 | DEEP HINGED WK 16X12 316SS | 1 | 968.3468 | Catalog Stocked Product | YES | L8 | _A | _10 | 83 | 7E | 14
9975016 | 9975016 | 1820.9487 | 1092.5692 | Industrial Advanced | 0.6 | 15.608 | 639889875364 | WKDH20166 | DEEP HINGED WK 20X16 316SS | 1 | 1147.1977 | Catalog Non-Stocked Product | NO | LN | _A | _10 | 83 | 7E | 14
9975017 | 9975017 | 2063.6598 | 1238.1959 | Industrial Advanced | 0.6 | 17.703 | 639889875371 | WKDH24166 | DEEP HINGED WK 24X16 316SS | 1 | 1300.1057 | Catalog Non-Stocked Product | NO | LN | _A | _10 | 83 | 7E | 14
9975018 | 9975018 | 2224.9077 | 1334.9446 | Industrial Advanced | 0.6 | 20.304 | 639889875388 | WKDH24206 | DEEP HINGED WK 24X20 316SS | 1 | 1401.6919 | Catalog Non-Stocked Product | NO | LN | _A | _10 | 83 | 7E | 14
9975019 | 9975019 | 2710.1061 | 1626.0637 | Industrial Advanced | 0.6 | 27.756 | 639889875395 | WKDH30246 | DEEP HINGED WK 30X24 316SS | 1 | 1707.3668 | Catalog Stocked Product | YES | L8 | _A | _10 | 83 | 7E | 14
9975020 | 9975020 | 3155.4681 | 1893.2809 | Industrial Advanced | 0.6 | 30.159 | 639889875401 | WKDH36246 | DEEP HINGED WK 36X24 316SS | 1 | 1987.9449 | Catalog Non-Stocked Product | NO | LN | _A | _10 | 83 | 7E | 14
9975021 | 9975021 | 68.1919 | 40.9151 | Industrial Advanced | 0.6 | 0 | 639889896826 | SWING PANEL BRACKET KIT 2HINGE | 12H-30H | 1 | 42.9609 | Catalog Stocked Product | YES | LS | _A | _10 | 83 | 80 | 14
9975022 | 9975022 | 90.9635 | 54.5781 | Industrial Advanced | 0.6 | 2.299 | 639889896833 | SWING PANEL BRACKET KIT 4HINGE | 36H-60H | 1 | 57.307 | Catalog Stocked Product | YES | LS | _A | _10 | 83 | 80 | 14
9975023 | 9975023 | 90.9635 | 54.5781 | Industrial Advanced | 0.6 | 0 | 639889896840 | SWING PANEL BRACKET KIT 180 |  | 1 | 57.307 | Catalog Non-Stocked Product | NO | LN | _A | _10 | 83 | 80 | 14
9975029 | 9975029 | 241.704 | 145.0224 | Industrial Advanced | 0.6 | 0 | 639889896901 | SWING PANEL WMSP4236SC |  | 1 | 152.2735 | Catalog Non-Stocked Product | NO | LN | _A | _10 | 83 | 80 | 14
9975030 | 9975030 | 75.0849 | 45.0509 | Industrial Advanced | 0.6 | 0 | 639889896918 | SWING PANEL WMSP1212C |  | 1 | 47.3035 | Catalog Stocked Product | YES | L8 | _A | _10 | 83 | 80 | 14
9975031 | 9975031 | 79.5161 | 47.7097 | Industrial Advanced | 0.6 | 0 | 639889896925 | SWING PANEL WMSP1612C |  | 1 | 50.0952 | Catalog Non-Stocked Product | NO | LN | _A | _10 | 83 | 80 | 14
9975032 | 9975032 | 84.0705 | 50.4423 | Industrial Advanced | 0.6 | 0 | 639889896932 | SWING PANEL WMSP1616C |  | 1 | 52.9644 | Catalog Stocked Product | YES | LS | _A | _10 | 83 | 80 | 14
9975033 | 9975033 | 90.225 | 54.135 | Industrial Advanced | 0.6 | 0 | 639889896949 | SWING PANEL WMSP1620C |  | 1 | 56.8417 | Catalog Non-Stocked Product | NO | LN | _A | _10 | 83 | 80 | 14
9975034 | 9975034 | 90.225 | 54.135 | Industrial Advanced | 0.6 | 0 | 639889896956 | SWING PANEL WMSP2016C |  | 1 | 56.8417 | Catalog Non-Stocked Product | NO | LN | _A | _10 | 83 | 80 | 14
9975035 | 9975035 | 105.365 | 63.219 | Industrial Advanced | 0.6 | 0 | 639889896963 | SWING PANEL WMSP2020C |  | 1 | 66.38 | Catalog Non-Stocked Product | NO | LN | _A | _10 | 83 | 80 | 14
9975036 | 9975036 | 112.9071 | 67.7443 | Industrial Advanced | 0.6 | 0 | 639889896970 | SWING PANEL WMSP2024C |  | 1 | 71.1315 | Catalog Stocked Product | YES | L8 | _A | _10 | 83 | 80 | 14
9975037 | 9975037 | 105.365 | 63.219 | Industrial Advanced | 0.6 | 0 | 639889896987 | SWING PANEL WMSP2416C |  | 1 | 66.38 | Catalog Stocked Product | YES | L8 | _A | _10 | 83 | 80 | 14
9975038 | 9975038 | 112.9071 | 67.7443 | Industrial Advanced | 0.6 | 0 | 639889896994 | SWING PANEL WMSP2420C |  | 1 | 71.1315 | Catalog Non-Stocked Product | NO | LN | _A | _10 | 83 | 80 | 14
9975039 | 9975039 | 120.5163 | 72.3098 | Industrial Advanced | 0.6 | 0 | 639889897007 | SWING PANEL WMSP2424C |  | 1 | 75.9253 | Catalog Stocked Product | YES | LS | _A | _10 | 83 | 80 | 14
9975040 | 9975040 | 143.232 | 85.9392 | Industrial Advanced | 0.6 | 0 | 639889897014 | SWING PANEL WMSP2430C |  | 1 | 90.2362 | Catalog Non-Stocked Product | NO | LN | _A | _10 | 83 | 80 | 14
9975041 | 9975041 | 128.0136 | 76.8082 | Industrial Advanced | 0.6 | 0 | 639889897021 | SWING PANEL WMSP3020C |  | 1 | 80.6486 | Catalog Stocked Product | YES | L8 | _A | _10 | 83 | 80 | 14
9975042 | 9975042 | 135.6228 | 81.3737 | Industrial Advanced | 0.6 | 0 | 639889897038 | SWING PANEL WMSP3024C |  | 1 | 85.4424 | Catalog Stocked Product | YES | LS | _A | _10 | 83 | 80 | 14
9975043 | 9975043 | 166.0596 | 99.6358 | Industrial Advanced | 0.6 | 0 | 639889897045 | SWING PANEL WMSP3030C |  | 1 | 104.6175 | Catalog Stocked Product | YES | L8 | _A | _10 | 83 | 80 | 14
9975044 | 9975044 | 150.8412 | 90.5047 | Industrial Advanced | 0.6 | 0 | 639889897052 | SWING PANEL WMSP3624C |  | 1 | 95.03 | Catalog Stocked Product | YES | L8 | _A | _10 | 83 | 80 | 14
9975045 | 9975045 | 173.5569 | 104.1341 | Industrial Advanced | 0.6 | 0 | 639889897069 | SWING PANEL WMSP3630C |  | 1 | 109.3408 | Catalog Stocked Product | YES | L8 | _A | _10 | 83 | 80 | 14
9975046 | 9975046 | 196.3845 | 117.8307 | Industrial Advanced | 0.6 | 0 | 639889897076 | SWING PANEL WMSP3636C |  | 1 | 123.7222 | Catalog Non-Stocked Product | NO | LN | _A | _10 | 83 | 80 | 14
9975047 | 9975047 | 234.2067 | 140.524 | Industrial Advanced | 0.6 | 0 | 639889897083 | SWING PANEL WMSP4230C |  | 1 | 147.5502 | Catalog Stocked Product | YES | L8 | _A | _10 | 83 | 80 | 14
9975048 | 9975048 | 241.704 | 145.0224 | Industrial Advanced | 0.6 | 0 | 639889897090 | SWING PANEL WMSP4236C |  | 1 | 152.2735 | Catalog Non-Stocked Product | NO | LN | _A | _10 | 83 | 80 | 14
9975049 | 9975049 | 256.9224 | 154.1534 | Industrial Advanced | 0.6 | 0 | 639889897106 | SWING PANEL WMSP4836C |  | 1 | 161.8611 | Catalog Stocked Product | YES | LS | _A | _10 | 83 | 80 | 14
9975050 | 9975050 | 302.3538 | 181.4123 | Industrial Advanced | 0.6 | 0 | 639889897113 | SWING PANEL WMSP6036C |  | 1 | 190.4829 | Catalog Stocked Product | YES | L8 | _A | _10 | 83 | 80 | 14
9975052 | 9975052 | 768.4173 | 461.0504 | Industrial Advanced | 0.6 | 12 | 639889875456 | WKDH1216C | DEEP HINGED WK 12X16 CS | 1 | 484.1029 | Catalog Non-Stocked Product | NO | LN | _A | _10 | 83 | 80 | 14
9975053 | 9975053 | 809.037 | 485.4222 | Industrial Advanced | 0.6 | 13.999 | 639889875463 | WKDH1418C | DEEP HINGED WK 14X18 CS | 1 | 509.6933 | Catalog Non-Stocked Product | NO | LN | _A | _10 | 83 | 80 | 14
9975054 | 9975054 | 849.321 | 509.5926 | Industrial Advanced | 0.6 | 15 | 639889875470 | WKDH1422C | DEEP HINGED WK 14X22 CS | 1 | 535.0722 | Catalog Stocked Product | YES | L8 | _A | _10 | 83 | 8E | 14
9975055 | 9975055 | 1415.6469 | 849.3881 | Industrial Advanced | 0.6 | 12 | 639889875487 | WKDH12164 | DEEP HINGED WK 12X16 304SS | 1 | 891.8575 | Catalog Non-Stocked Product | NO | LN | _A | _10 | 83 | 8E | 14
9975056 | 9975056 | 1498.341 | 899.0046 | Industrial Advanced | 0.6 | 13.999 | 639889875494 | WKDH14184 | DEEP HINGED WK 14X18 304SS | 1 | 943.9548 | Catalog Non-Stocked Product | NO | LN | _A | _10 | 83 | 8E | 14
9975057 | 9975057 | 1577.0067 | 946.204 | Industrial Advanced | 0.6 | 15 | 639889875500 | WKDH14224 | DEEP HINGED WK 14X22 304SS | 1 | 993.5142 | Catalog Non-Stocked Product | NO | LN | _A | _10 | 83 | 8E | 14
9975058 | 9975058 | 1618.4097 | 971.0458 | Industrial Advanced | 0.6 | 12 | 639889875517 | WKDH12166 | DEEP HINGED WK 12X16 316SS | 1 | 1019.5981 | Catalog Stocked Product | YES | L8 | _A | _10 | 83 | 8E | 14
9975059 | 9975059 | 1698.3063 | 1018.9838 | Industrial Advanced | 0.6 | 13.999 | 639889875524 | WKDH14186 | DEEP HINGED WK 14X18 316SS | 1 | 1069.933 | Catalog Stocked Product | YES | L8 | _A | _10 | 83 | 8E | 14
9975060 | 9975060 | 1820.9487 | 1092.5692 | Industrial Advanced | 0.6 | 15 | 639889875531 | WKDH14226 | DEEP HINGED WK 14X22 316SS | 1 | 1147.1977 | Catalog Stocked Product | YES | L8 | _A | _10 | 83 | 8E | 14
9977370 | 9977370 | 1796.5545 | 1347.4159 | Spare Parts | 0.75 | 0 | 639889880771 | 2000H0800W TS SS DOOR, NEMA TYPE 4X | 130 DEG HINGES | 1 | 1131.8293 | Stocked Spare Part Product | YES | L2 | _E | _52 | 11 | 40 | SP
9977371 | 9977371 | 1762.9845 | 1322.2384 | Spare Parts | 0.75 | 0.399 | 639889880788 | LATCHING HARDWARE FOR SS TS DOOR | PU=4 | 4 | 1110.6802 | Stocked Spare Part Product | YES | L2 | _E | _52 | 11 | 40 | SP
9977379 | 9977379 | 906.9495 | 770.9071 | IT Advanced | 0.85 | 35.999 | 639889895928 | LCP CDU 1.5IN. HOSE FITTING KIT | FIELD INSTALLED - SUPPLY-RETURN | 2 | 680.2121 | Catalog Stocked Product | YES | LS | _D | _44 | 37 | 80 | 24
9977399 | 9977399 | 128.2374 | 109.0018 | IT Advanced | 0.85 | 3 | 639889884434 | 45 DEGREE DOUBLE PDU MOUNT BRACKET |  | 1 | 96.178 | Catalog Non-Stocked Product | NO | LN | _D | _50 | 85 | 70 | 24
9977466 | 9977466 | 10567.3884 | 6340.433 | Industrial Advanced | 0.6 | 336.995 | 639889880375 | 2000H0800W0800D TS S-S 316 | 2000H0800W0800D TS S/S 316 | 1 | 6657.4547 | Catalog Non-Stocked Product | NO | LN | _A | _03 | 21 | 7E | 14
9977467 | 9977467 | 9587.1444 | 5752.2866 | Industrial Advanced | 0.6 | 234.996 | 639889880382 | 2000H0800W0600D TS S-S 316 | 2000H0800W0600D TS S/S 316 | 1 | 6039.901 | Catalog Stocked Product | YES | LS | _A | _03 | 21 | 7E | 14
9977468 | 9977468 | 9133.0542 | 5479.8325 | Industrial Advanced | 0.6 | 315.994 | 639889880399 | 2000H0800W0500D TS S-S 316 | 2000H0800W0500D TS S/S 316 | 1 | 5753.8241 | Catalog Stocked Product | YES | L8 | _A | _03 | 21 | 7E | 14
9977469 | 9977469 | 10114.641 | 6068.7846 | Industrial Advanced | 0.6 | 348.995 | 639889880405 | 2200H0800W0600D TS S-S 316 | 2200H0800W0600D TS S/S 316 | 1 | 6372.2238 | Catalog Stocked Product | YES | L8 | _A | _03 | 21 | 7E | 14
9977470 | 9977470 | 7774.3644 | 4664.6186 | Industrial Advanced | 0.6 | 956.001 | 639889880412 | 2000H0600W0600D TS S-S 316 | 2000H0600W0600D TS S/S 316 | 1 | 4897.8496 | Catalog Stocked Product | YES | LS | _A | _03 | 21 | 7E | 14
9977472 | 9977472 | 7699.839 | 4619.9034 | Industrial Advanced | 0.6 | 410 | 639889880436 | 1800H0800W0500D TS S-S 316 | 1800H0800W0500D TS S/S 316 | 1 | 4850.8986 | Catalog Stocked Product | YES | L8 | _A | _03 | 21 | 7E | 14
9977473 | 9977473 | 9587.1444 | 5752.2866 | Industrial Advanced | 0.6 | 491.001 | 639889880443 | 2000H0600W0800D TS S-S 316 | 2000H0600W0800D TS S/S 316 | 1 | 6039.901 | Catalog Stocked Product | YES | L8 | _A | _03 | 21 | 7E | 14
9977475 | 9977475 | 9133.0542 | 5479.8325 | Industrial Advanced | 0.6 | 573 | 639889880467 | 1800H0800W0600D TS S-S 316 | 1800H0800W0600D TS S/S 316 | 1 | 5753.8241 | Catalog Non-Stocked Product | NO | LN | _A | _03 | 21 | 7E | 14
9977476 | 9977476 | 10114.641 | 6068.7846 | Industrial Advanced | 0.6 | 751.001 | 639889880474 | 2200H0600W0800D TS S-S 316 | 2200H0600W0800D TS S/S 316 | 1 | 6372.2238 | Catalog Non-Stocked Product | NO | LN | _A | _03 | 21 | 7E | 14
9977477 | 9977477 | 7171.1115 | 4302.6669 | Industrial Advanced | 0.6 | 400 | 639889880481 | 1800H0600W0600D TS S-S 316 | 1800H0600W0600D TS S/S 316 | 1 | 4517.8002 | Catalog Stocked Product | YES | LS | _A | _03 | 21 | 7E | 14
9977478 | 9977478 | 1618.074 | 970.8444 | Industrial Advanced | 0.6 | 53 | 639889880498 | 1800H500D TS S-S 316 SIDEWALLS | 1800H500D TS S/S 316 SIDEWALLS | 2 | 1019.3866 | Catalog Stocked Product | YES | L8 | _A | _10 | 82 | 7E | 14
9977479 | 9977479 | 1949.7456 | 1169.8474 | Industrial Advanced | 0.6 | 63.999 | 639889880504 | 1800H600D TS S-S 316 SIDEWALLS | 1800H600D TS S/S 316 SIDEWALLS | 2 | 1228.3397 | Catalog Stocked Product | YES | LS | _A | _10 | 82 | 7E | 14
9977480 | 9977480 | 1909.1259 | 1145.4755 | Industrial Advanced | 0.6 | 60 | 639889880511 | 2000H500D TS S-S 316 SIDEWALLS | 2000H500D TS S/S 316 SIDEWALLS | 2 | 1202.7493 | Catalog Stocked Product | YES | L8 | _A | _10 | 82 | 8E | 14
9977481 | 9977481 | 2074.2903 | 1244.5742 | Industrial Advanced | 0.6 | 71.001 | 639889880528 | 2000H600D TS S-S 316 SIDEWALLS | 2000H600D TS S/S 316 SIDEWALLS | 2 | 1306.8029 | Catalog Stocked Product | YES | LS | _A | _10 | 82 | 7E | 14
9977482 | 9977482 | 2158.2153 | 1294.9292 | Industrial Advanced | 0.6 | 76.001 | 639889880535 | 2000H800D TS S-S 316 SIDEWALLS | 2000H800D TS S/S 316 SIDEWALLS | 2 | 1359.6756 | Catalog Stocked Product | YES | LS | _A | _10 | 82 | 7E | 14
9977483 | 9977483 | 2116.2528 | 1269.7517 | Industrial Advanced | 0.6 | 73 | 639889880542 | 2200H600D TS S-S 316 SIDEWALLS | 2200H600D TS S/S 316 SIDEWALLS | 2 | 1333.2393 | Catalog Stocked Product | YES | LS | _A | _10 | 82 | 7E | 14
9977484 | 9977484 | 2240.9094 | 1344.5456 | Industrial Advanced | 0.6 | 83.999 | 639889880559 | 2200H800D TS S-S 316 SIDEWALLS | 2200H800D TS S/S 316 SIDEWALLS | 2 | 1411.7729 | Catalog Stocked Product | YES | LS | _A | _10 | 82 | 7E | 14
9977485 | 9977485 | 1045.2579 | 627.1547 | Industrial Advanced | 0.6 | 20 | 639889875685 | 1800H0500D TS SUITE KIT S-S 316 | TYPE 4X | 1 | 658.5125 | Catalog Stocked Product | YES | L8 | _A | _10 | 82 | 7E | 14
9977486 | 9977486 | 1078.4922 | 647.0953 | Industrial Advanced | 0.6 | 17 | 639889875692 | 1800H0600D TS SUITE KIT S-S 316 | TYPE 4X | 1 | 679.4501 | Catalog Non-Stocked Product | NO | LN | _A | _10 | 82 | 7E | 14
9977487 | 9977487 | 1128.2877 | 676.9726 | Industrial Advanced | 0.6 | 0 | 639889875708 | 2000H0500D TS SUITE KIT S-S 316 | TYPE 4X | 1 | 710.8213 | Catalog Stocked Product | YES | L8 | _A | _10 | 82 | 7E | 14
9977488 | 9977488 | 1211.2056 | 726.7234 | Industrial Advanced | 0.6 | 18 | 639889875715 | 2000H0600D TS SUITE KIT S-S 316 | TYPE 4X | 1 | 763.0595 | Catalog Stocked Product | YES | L8 | _A | _10 | 82 | 7E | 14
9977489 | 9977489 | 1260.8892 | 756.5335 | Industrial Advanced | 0.6 | 23.999 | 639889875722 | 2000H0800D TS SUITE KIT S-S 316 | TYPE 4X | 1 | 794.3602 | Catalog Stocked Product | YES | L8 | _A | _10 | 82 | 7E | 14
9977490 | 9977490 | 1277.5623 | 766.5374 | Industrial Advanced | 0.6 | 0 | 639889875739 | 2200H0600D TS SUITE KIT S-S 316 | TYPE 4X | 1 | 804.8642 | Catalog Stocked Product | YES | L8 | _A | _10 | 82 | 7E | 14
9977491 | 9977491 | 1360.4802 | 816.2881 | Industrial Advanced | 0.6 | 0 | 639889875746 | 2200H0800D TS SUITE KIT S-S 316 | TYPE 4X | 1 | 857.1025 | Catalog Stocked Product | YES | L8 | _A | _10 | 82 | 7E | 14
9977494 | 9977494 | 597.3222 | 358.3933 | Industrial Advanced | 0.6 | 13.801 | 639889880566 | 0200H0800D SIDE PLINTH S-S 316 |  | 2 | 376.313 | Catalog Non-Stocked Product | NO | LN | _A | _10 | 82 | 7E | 14
9977497 | 9977497 | 102.4109 | 61.4465 | Industrial Advanced | 0.6 | 1.001 | 639889906617 | DOOR STOP FOR WM STAINLESS |  | 1 | 64.5189 | Catalog Non-Stocked Product | NO | LN | _A | _10 | 83 | 80 | 14
9977498 | 9977498 | 60.5603 | 36.3362 | Industrial Advanced | 0.6 | 0.891 | 639889906709 | WM DOOR STOP BRACKET KIT | FOR 4583000 INSTALLATION IN WM | 1 | 38.153 | Catalog Stocked Product | YES | LS | _A | _10 | 83 | 80 | 14
9977509 | 9977509 | 2496.9366 | 1872.7024 | Spare Parts | 0.75 | 53.891 | 639889890039 | TS SINGLE DOOR 1800H0600W 316L SS |  | 1 | 1573.0701 | Stocked Spare Part Product | YES | L2 | _E | _52 | 11 | 40 | SP
9977510 | 9977510 | 2785.3029 | 2088.9772 | Spare Parts | 0.75 | 66.991 | 639889890046 | TS SINGLE DOOR 1800H0800W 316L SS |  | 1 | 1754.7408 | Stocked Spare Part Product | YES | L2 | _E | _52 | 11 | 40 | SP
9977511 | 9977511 | 2545.1655 | 1908.8741 | Spare Parts | 0.75 | 60.441 | 639889890053 | TS SINGLE DOOR 2000H0600W 316L SS |  | 1 | 1603.4543 | Stocked Spare Part Product | YES | L2 | _E | _52 | 11 | 40 | SP
9977512 | 9977512 | 2881.8726 | 2161.4044 | Spare Parts | 0.75 | 76.34 | 639889890060 | TS SINGLE DOOR 2000H0800W 316L SS |  | 1 | 1815.5797 | Stocked Spare Part Product | YES | L2 | _E | _52 | 11 | 40 | SP
9977513 | 9977513 | 2738.4168 | 2053.8126 | Spare Parts | 0.75 | 106.281 | 639889890077 | TS SINGLE DOOR 2200H0600W 316L SS |  | 1 | 1725.2026 | Stocked Spare Part Product | YES | L2 | _E | _52 | 11 | 40 | SP
9977514 | 9977514 | 3021.5238 | 2266.1429 | Spare Parts | 0.75 | 83.36 | 639889890084 | TS SINGLE DOOR 2200H0800W 316L SS |  | 1 | 1903.56 | Stocked Spare Part Product | YES | L2 | _E | _52 | 11 | 40 | SP
9977515 | 9977515 | 242.0397 | 181.5298 | Spare Parts | 0.75 | 6.64 | 639889896178 | TS CABLE PLATE 0600W0600D 316SS |  | 1 | 152.485 | Non-Stocked Spare Part Product | NO | SP | _E | _52 | 11 | 40 | SP
9977516 | 9977516 | 371.508 | 278.631 | Spare Parts | 0.75 | 8.51 | 639889896185 | TS CABLE PLATE 0600W0800D 316SS |  | 1 | 234.05 | Non-Stocked Spare Part Product | NO | SP | _E | _52 | 11 | 40 | SP
9977517 | 9977517 | 284.1141 | 213.0856 | Spare Parts | 0.75 | 7.35 | 639889896192 | TS CABLE PLATE 0800W0500D 316SS |  | 1 | 178.9919 | Non-Stocked Spare Part Product | NO | SP | _E | _52 | 11 | 40 | SP
9977518 | 9977518 | 359.6466 | 269.7349 | Spare Parts | 0.75 | 8.75 | 639889896208 | TS CABLE PLATE 0800W0600D 316SS |  | 1 | 226.5774 | Non-Stocked Spare Part Product | NO | SP | _E | _52 | 11 | 40 | SP
9977519 | 9977519 | 467.1825 | 350.3869 | Spare Parts | 0.75 | 11.691 | 639889896215 | TS CABLE PLATE 0800W0800D 316SS |  | 1 | 294.325 | Non-Stocked Spare Part Product | NO | SP | _E | _52 | 11 | 40 | SP
9977520 | 9977520 | 813.4011 | 610.0508 | Spare Parts | 0.75 | 13.66 | 639889896222 | TS ROOF 0600W0600D 316SS |  | 1 | 512.4427 | Non-Stocked Spare Part Product | NO | SP | _E | _52 | 11 | 40 | SP
9977521 | 9977521 | 880.7649 | 660.5737 | Spare Parts | 0.75 | 16.001 | 639889896239 | TS ROOF 0600W0800D 316SS |  | 1 | 554.8819 | Non-Stocked Spare Part Product | NO | SP | _E | _52 | 11 | 40 | SP
9977522 | 9977522 | 786.3213 | 589.741 | Spare Parts | 0.75 | 15.06 | 639889896246 | TS ROOF 0800W0500D 316SS |  | 1 | 495.3824 | Non-Stocked Spare Part Product | NO | SP | _E | _52 | 11 | 40 | SP
9977523 | 9977523 | 796.5042 | 597.3782 | Spare Parts | 0.75 | 16.47 | 639889896253 | TS ROOF 0800W0600D 316SS |  | 1 | 501.7976 | Non-Stocked Spare Part Product | NO | SP | _E | _52 | 11 | 40 | SP
9977524 | 9977524 | 1045.2579 | 783.9434 | Spare Parts | 0.75 | 19.969 | 639889896260 | TS ROOF 0800W0800D 316SS |  | 1 | 658.5125 | Non-Stocked Spare Part Product | NO | SP | _E | _52 | 11 | 40 | SP
9977525 | 9977525 | 888.9336 | 666.7002 | Spare Parts | 0.75 | 7.019 | 639889896277 | TS FLOOR PLATE 0600W0600D 316SS |  | 1 | 560.0282 | Non-Stocked Spare Part Product | NO | SP | _E | _52 | 11 | 40 | SP
9977526 | 9977526 | 1041.789 | 781.3418 | Spare Parts | 0.75 | 7.48 | 639889896284 | TS FLOOR PLATE 0600W0800D 316SS |  | 1 | 656.3271 | Non-Stocked Spare Part Product | NO | SP | _E | _52 | 11 | 40 | SP
9977527 | 9977527 | 925.8606 | 694.3954 | Spare Parts | 0.75 | 7.72 | 639889896291 | TS FLOOR PLATE 0800W0500D 316SS |  | 1 | 583.2922 | Non-Stocked Spare Part Product | NO | SP | _E | _52 | 11 | 40 | SP
9977528 | 9977528 | 888.9336 | 666.7002 | Spare Parts | 0.75 | 7.72 | 639889896307 | TS FLOOR PLATE 0800W0600D 316SS |  | 1 | 560.0282 | Non-Stocked Spare Part Product | NO | SP | _E | _52 | 11 | 40 | SP
9977529 | 9977529 | 1203.2607 | 902.4455 | Spare Parts | 0.75 | 8.289 | 639889896314 | TS FLOOR PLATE 0800W0800D 316SS |  | 1 | 758.0542 | Non-Stocked Spare Part Product | NO | SP | _E | _52 | 11 | 40 | SP
9977530 | 9977530 | 2492.7963 | 1869.5972 | Spare Parts | 0.75 | 68.86 | 639889896321 | TS REAR PANEL 1800H0600W 316SS |  | 1 | 1570.4617 | Non-Stocked Spare Part Product | NO | SP | _E | _52 | 11 | 40 | SP
9977531 | 9977531 | 2530.3947 | 1897.796 | Spare Parts | 0.75 | 78.21 | 639889896338 | TS REAR PANEL 1800H0800W 316SS |  | 1 | 1594.1487 | Non-Stocked Spare Part Product | NO | SP | _E | _52 | 11 | 40 | SP
9977532 | 9977532 | 2513.0502 | 1884.7877 | Spare Parts | 0.75 | 70.031 | 639889896345 | TS REAR PANEL 2000H0600W 316SS |  | 1 | 1583.2216 | Non-Stocked Spare Part Product | NO | SP | _E | _52 | 11 | 40 | SP
9977533 | 9977533 | 2554.5651 | 1915.9238 | Spare Parts | 0.75 | 47.339 | 639889896352 | TS REAR PANEL 2000H0800W 316SS |  | 1 | 1609.376 | Non-Stocked Spare Part Product | NO | SP | _E | _52 | 11 | 40 | SP
9977534 | 9977534 | 2518.3095 | 1888.7321 | Spare Parts | 0.75 | 40.789 | 639889896369 | TS REAR PANEL 2200H0600W 316SS |  | 1 | 1586.535 | Non-Stocked Spare Part Product | NO | SP | _E | _52 | 11 | 40 | SP
9977535 | 9977535 | 2556.0198 | 1917.0148 | Spare Parts | 0.75 | 85.229 | 639889896376 | TS REAR PANEL 2200H0800W 316SS |  | 1 | 1610.2925 | Non-Stocked Spare Part Product | NO | SP | _E | _52 | 11 | 40 | SP
9977536 | 9977536 | 662.2242 | 496.6681 | Spare Parts | 0.75 | 3.091 | 639889896383 | TS LOCK KIT 1800H 316SS |  | 1 | 417.2012 | Non-Stocked Spare Part Product | NO | SP | _E | _52 | 11 | 40 | SP
9977537 | 9977537 | 665.4693 | 499.102 | Spare Parts | 0.75 | 4.12 | 639889896390 | TS LOCK KIT 2000H 316SS |  | 1 | 419.2457 | Non-Stocked Spare Part Product | NO | SP | _E | _52 | 11 | 40 | SP
9977538 | 9977538 | 672.1833 | 504.1375 | Spare Parts | 0.75 | 5.15 | 639889896406 | TS LOCK KIT 2200H 316SS |  | 1 | 423.4755 | Non-Stocked Spare Part Product | NO | SP | _E | _52 | 11 | 40 | SP
9977539 | 9977539 | 161.3598 | 121.0198 | Spare Parts | 0.75 | 1.049 | 639889896413 | TS HINGE KIT, 4 HINGES 316SS |  | 1 | 101.6567 | Non-Stocked Spare Part Product | NO | SP | _E | _52 | 11 | 40 | SP
9978315 | 9978315 | 100.5645 | 60.3387 | Industrial Advanced | 0.6 | 0 | 639889926325 | L-HANDLE W/SQUARE 7 INSERT |  | 1 | 63.3557 | Catalog Stocked Product | YES | L8 | _A | _10 | 83 | 70 | 14
9978339 | 9978339 | 216.5265 | 184.0475 | IT Advanced | 0.85 | 7 | 639889865815 | 2200H CABLE MANAGEMENT WALL TS RAL 7035 | PDU SLOTS | 1 | 162.3949 | Catalog Non-Stocked Product | NO | LN | _D | _50 | 85 | 80 | 24
9978360 | 9978360 | 192.3561 | 163.5027 | IT Advanced | 0.85 | 7 | 639889865884 | 2000H CABLE MANAGEMENT WALL TS BLK | PDU SLOTS | 1 | 144.2671 | Catalog Stocked Product | YES | LS | _D | _50 | 85 | 70 | 24
9978361 | 9978361 | 216.5265 | 184.0475 | IT Advanced | 0.85 | 7 | 639889865891 | 2200H CABLE MANAGEMENT WALL TS BLK |  | 1 | 162.3949 | Catalog Stocked Product | YES | LS | _D | _50 | 85 | 70 | 24
9978363 | 9978363 | 188.2158 | 112.9295 | Industrial Advanced | 0.6 | 10 | 639889865914 | 0100H0600W TS PLINTH ELEMENT BLACK | F/R SOLID, SAND TXT BLK | 2 | 118.576 | Catalog Non-Stocked Product | NO | LN | _A | _10 | 81 | 80 | 14
9978364 | 9978364 | 194.1465 | 165.0245 | IT Advanced | 0.85 | 12 | 639889865921 | 0100H0800W TS PLINTH ELEMENTS BLACK |  | 2 | 145.6099 | Catalog Non-Stocked Product | NO | LN | _D | _50 | 81 | 70 | 24
9978365 | 9978365 | 172.6617 | 103.597 | Industrial Advanced | 0.6 | 8.999 | 639889865938 | 0100H1000D PLINTH SIDE TRIM TS BLACK | SAND TXT BLK PU=2 | 2 | 108.7769 | Catalog Non-Stocked Product | NO | LN | _A | _10 | 81 | 30 | 14
9978366 | 9978366 | 190.9014 | 114.5408 | Industrial Advanced | 0.6 | 8.6 | 639889865945 | 0100H1050D PLINTH SIDE TRIM TS BLACK | SAND TXT BLK PU=2 | 2 | 120.2679 | Catalog Non-Stocked Product | NO | LN | _A | _10 | 81 | 80 | 14
9978367 | 9978367 | 210.1482 | 178.626 | IT Advanced | 0.85 | 8.45 | 639889865952 | 0100H1200D PLINTH SIDE TRIM TS BLACK | SAND TXT BLK PU=2 | 2 | 157.6112 | Catalog Non-Stocked Product | NO | LN | _D | _50 | 81 | 70 | 24
9978378 | 9978378 | 389.9715 | 233.9829 | Industrial Advanced | 0.6 | 28 | 639889865976 | 2000H1000D TS PARTITION WALL SOLID | SAND TEXTURED BLACK | 1 | 245.682 | Catalog Non-Stocked Product | NO | LN | _A | _10 | 82 | 70 | 14
9978379 | 9978379 | 400.9377 | 340.797 | IT Advanced | 0.85 | 28 | 639889865983 | 2000H1050D TS PARTITION WALL SOLID | SAND TEXTURED BLACK | 1 | 300.7033 | Catalog Non-Stocked Product | NO | LN | _D | _50 | 85 | 70 | 24
9978380 | 9978380 | 424.8843 | 361.1517 | IT Advanced | 0.85 | 33 | 639889865990 | 2000H1200D TS PARTITION WALL SOLID | SAND TEXTURED BLACK | 1 | 318.6632 | Catalog Non-Stocked Product | NO | LN | _D | _50 | 85 | 70 | 24
9978382 | 9978382 | 414.8133 | 248.888 | Industrial Advanced | 0.6 | 33 | 639889866010 | 2200H1000D TS PARTITION WALL SOLID | SAND TEXTURED BLACK | 1 | 261.3324 | Catalog Non-Stocked Product | NO | LN | _A | _10 | 82 | 70 | 14
9978383 | 9978383 | 439.767 | 263.8602 | Industrial Advanced | 0.6 | 69.599 | 639889866027 | 2200H1050D TS PARTITION WALL SOLID | SAND TEXTURED BLACK | 1 | 277.0532 | Catalog Non-Stocked Product | NO | LN | _A | _10 | 82 | 70 | 14
9978384 | 9978384 | 437.8647 | 372.185 | IT Advanced | 0.85 | 38 | 639889866034 | 2200H1200D TS PART WALL SOLID RAL9005 FN | SAND TEXTURED BLACK | 1 | 328.3985 | Catalog Stocked Product | YES | L8 | _D | _50 | 85 | 70 | 24
9978424 | 9978424 | 1110.048 | 666.0288 | Industrial Advanced | 0.6 | 28 | 639889858985 | 1600H400D TS S-S SIDEWALLS | TYPE 4X | 2 | 699.3302 | Catalog Non-Stocked Product | NO | LN | _A | _10 | 82 | 3E | 14
9978425 | 9978425 | 1451.4549 | 870.8729 | Industrial Advanced | 0.6 | 32 | 639889858992 | 2000H400D TS S-S SIDEWALLS | TYPE 4X | 2 | 914.4166 | Catalog Non-Stocked Product | NO | LN | _A | _10 | 82 | 8E | 14
9978521 | 9978521 | 60.0679 | 51.0577 | IT Advanced | 0.85 | 0.15 | 639889884465 | SENSING CABLE HOLDER | BAG OF QTY 25 SELF ADHESIVE CLIPS | 25 | 45.0509 | Catalog Non-Stocked Product | NO | LN | _D | _50 | 85 | 80 | 24
9978522 | 9978522 | 71.0229 | 60.3695 | IT Advanced | 0.85 | 0.5 | 639889895935 | TS IT 0U BUTTON MOUNT BRACKET | RAL 9005 | 2 | 53.2672 | Catalog Non-Stocked Product | NO | LN | _D | _50 | 85 | 70 | 24
9980110 | 9980110 | 1788.6096 | 1073.1658 | Industrial Advanced | 0.6 | 28.999 | 639889923249 | AX SAMPLE KIT |  | 1 | 1126.824 | Catalog Stocked Product | YES | L8 | _A | _10 | 90 | 20 | 14
9980111 | 9980111 | 85.5476 | 51.3285 | Industrial Advanced | 0.6 | 0 | 639889923232 | HD LOCK |  | 1 | 53.895 | Catalog Non-Stocked Product | NO | LN | _A | _10 | 88 | 7E | 14
9982093 | 9982093 | 4313.745 | 3666.6832 | IT Advanced | 0.85 | 0 | 639889913592 | SMART MSTR PDU 208V 30A | C2S36TE-2CAF2M99, MASTER, L6-30P, 10 FT CORD | 1 | 3235.3088 | Catalog Stocked Product | YES | L8 | _D | _43 | 21 | 70 | 24
9982094 | 9982094 | 4074.279 | 3463.1372 | IT Advanced | 0.85 | 0 | 639889913608 | SMART EXP PDU 208V 30A | C2L36TE-2CAF2M99, EXPANSION, L6-30P, 10 FT CORD | 1 | 3055.7092 | Catalog Stocked Product | YES | L8 | _D | _43 | 21 | 70 | 24
9982095 | 9982095 | 4554.33 | 3871.1805 | IT Advanced | 0.85 | 0 | 639889913615 | SMART MSTR PDU 208V 30A | C2S36TE-YCMFAM99, MASTER, L21-30P, 10 FT CORD | 1 | 3415.7475 | Catalog Stocked Product | YES | L8 | _D | _43 | 21 | 70 | 24
9982096 | 9982096 | 4313.745 | 3666.6832 | IT Advanced | 0.85 | 0 | 639889913622 | SMART EXP PDU 208V 30A | C2L36TE-YCMFAM99, EXPANSION, L21-30P, 10 FT CORD | 1 | 3235.3088 | Catalog Stocked Product | YES | L8 | _D | _43 | 21 | 70 | 24
9982097 | 9982097 | 5272.728 | 4481.8188 | IT Advanced | 0.85 | 0 | 639889913639 | SWITCHED MSTR PDU 208V 30A | C2W36TE-YCMFAM99, MASTER, L21-30P, 10 FT CORD | 1 | 3954.546 | Catalog Stocked Product | YES | L8 | _D | _43 | 21 | 70 | 24
9982098 | 9982098 | 5033.262 | 4278.2727 | IT Advanced | 0.85 | 0 | 639889913646 | SWITCHED EXP PDU 208V 30A | C2X36TE-YCMFAM99, EXPANSION, L21-30P, 10 FT CORD | 1 | 3774.9465 | Catalog Stocked Product | YES | L8 | _D | _43 | 21 | 70 | 24
9982148 | 9982148 | 12825.6423 | 10901.796 | IT Advanced | 0.85 | 283 | 639889934931 | DUAL CIRCUIT CONDENSER FOR 2X12KW LCP DX | FOR LCP DX CARRIER 09AWH012VD-3B-C | 1 | 9619.2317 | Catalog Stocked Product | YES | L8 | _D | _44 | 37 | 70 | 24
9982202 | 9982202 | 2365.0065 | 2010.2555 | IT Market | 0.85 | 257.899 | 639889926868 | TS IT PRO 42U0600W1070D BLACK W SIDES |  | 1 | 1655.5045 | Catalog Stocked Product | YES | LS | _D | _04 | 31 | 70 | 21
9982203 | 9982203 | 2251.428 | 1913.7138 | IT Market | 0.85 | 205 | 639889926875 | TS IT PRO 42U0600W1070D BLACK WO SIDES |  | 1 | 1575.9996 | Catalog Non-Stocked Product | NO | LN | _D | _04 | 31 | 70 | 21
9982204 | 9982204 | 2982.0231 | 2534.7196 | IT Market | 0.85 | 313.1 | 639889926882 | TS IT PRO 42U0750W1070D BLACK W SIDES |  | 1 | 2087.4162 | Catalog Stocked Product | YES | LS | _D | _04 | 31 | 70 | 21
9982205 | 9982205 | 2869.2279 | 2438.8437 | IT Market | 0.85 | 260.099 | 639889926899 | TS IT PRO 42U0750W1070D BLACK WO SIDES |  | 1 | 2008.4595 | Catalog Non-Stocked Product | NO | LN | _D | _04 | 31 | 70 | 21
9982206 | 9982206 | 3084.2997 | 2621.6547 | IT Market | 0.85 | 287.701 | 639889926905 | TS IT PRO 42U0600W1200D BLACK W SIDES |  | 1 | 2159.0098 | Catalog Stocked Product | YES | LS | _D | _04 | 31 | 70 | 21
9982207 | 9982207 | 2894.4054 | 2460.2446 | IT Market | 0.85 | 226.001 | 639889926912 | TS IT PRO 42U0600W1200D BLACK WO SIDES |  | 1 | 2026.0838 | Catalog Stocked Product | YES | L8 | _D | _04 | 31 | 70 | 21
9982208 | 9982208 | 4003.782 | 3403.2147 | IT Market | 0.85 | 342.8 | 639889926929 | TS IT PRO 42U0750W1200D BLACK W SIDES |  | 1 | 2802.6474 | Catalog Stocked Product | YES | LS | _D | _04 | 31 | 70 | 21
9982209 | 9982209 | 3818.3637 | 3245.6091 | IT Market | 0.85 | 281.1 | 639889926936 | TS IT PRO 42U0750W1200D BLACK WO SIDES |  | 1 | 2672.8546 | Catalog Stocked Product | YES | L8 | _D | _04 | 31 | 70 | 21
9982210 | 9982210 | 2827.4892 | 2403.3658 | IT Market | 0.85 | 294.299 | 639889926943 | TS IT PRO 48U0600W1070D BLACK W SIDES |  | 1 | 1979.2424 | Catalog Stocked Product | YES | LS | _D | _04 | 31 | 70 | 21
9982211 | 9982211 | 2600.3322 | 2210.2824 | IT Market | 0.85 | 232.599 | 639889926950 | TS IT PRO 48U0600W1070D BLACK WO SIDES |  | 1 | 1820.2325 | Catalog Stocked Product | YES | L8 | _D | _04 | 31 | 70 | 21
9982212 | 9982212 | 3475.614 | 2954.2719 | IT Market | 0.85 | 360.5 | 639889926967 | TS IT PRO 48U0750W1070D BLACK W SIDES |  | 1 | 2432.9298 | Catalog Stocked Product | YES | LS | _D | _04 | 31 | 70 | 21
9982213 | 9982213 | 3248.3451 | 2761.0933 | IT Market | 0.85 | 298.699 | 639889926974 | TS IT PRO 48U0750W1070D BLACK WO SIDES |  | 1 | 2273.8416 | Catalog Non-Stocked Product | NO | LN | _D | _04 | 31 | 70 | 21
9982214 | 9982214 | 3638.7642 | 3092.9496 | IT Market | 0.85 | 324.101 | 639889926981 | TS IT PRO 48U0600W1200D BLACK W SIDES |  | 1 | 2547.1349 | Catalog Stocked Product | YES | LS | _D | _04 | 31 | 70 | 21
9982215 | 9982215 | 3280.3485 | 2788.2962 | IT Market | 0.85 | 262.299 | 639889926998 | TS IT PRO 48U0600W1200D BLACK WO SIDES |  | 1 | 2296.244 | Catalog Stocked Product | YES | L8 | _D | _04 | 31 | 70 | 21
9982216 | 9982216 | 4585.8858 | 3898.0029 | IT Market | 0.85 | 390.201 | 639889927001 | TS IT PRO 48U0750W1200D BLACK W SIDES |  | 1 | 3210.1201 | Catalog Stocked Product | YES | LS | _D | _04 | 31 | 70 | 21
9982217 | 9982217 | 4224.6726 | 3590.9717 | IT Market | 0.85 | 328.501 | 639889927018 | TS IT PRO 48U0750W1200D BLACK WO SIDES |  | 1 | 2957.2708 | Catalog Stocked Product | YES | L8 | _D | _04 | 31 | 70 | 21
9982218 | 9982218 | 5059.6704 | 4300.7198 | IT Market | 0.85 | 318.1 | 639889928640 | TS IT PRO 53U0600W1070D BLACK W SIDES |  | 1 | 3541.7693 | Catalog Non-Stocked Product | NO | LN | _D | _04 | 31 | 70 | 21
9982219 | 9982219 | 5039.8641 | 4283.8845 | IT Market | 0.85 | 395.3 | 639889928657 | TS IT PRO 53U0750W1070D BLACK W SIDES |  | 1 | 3527.9049 | Catalog Non-Stocked Product | NO | LN | _D | _04 | 31 | 70 | 21
9982220 | 9982220 | 5075.2245 | 4313.9408 | IT Market | 0.85 | 428.399 | 639889928664 | TS IT PRO 53U0600W1200D BLACK W SIDES |  | 1 | 3552.6572 | Catalog Non-Stocked Product | NO | LN | _D | _04 | 31 | 70 | 21
9982221 | 9982221 | 5001.1467 | 4250.9747 | IT Market | 0.85 | 505.5 | 639889928671 | TS IT PRO 53U0750W1200D BLACK W SIDES |  | 1 | 3500.8027 | Catalog Non-Stocked Product | NO | LN | _D | _04 | 31 | 70 | 21
9982226 | 9982226 | 4964.6673 | 4219.9672 | IT Market | 0.85 | 0 | 639889930056 | TS IT PRO 42U0600W1070D BLACK SHIP LD |  | 1 | 3475.2671 | Catalog Non-Stocked Product | NO | LN | _D | _04 | 31 | 70 | 21
9982227 | 9982227 | 5511.2988 | 4684.604 | IT Market | 0.85 | 0 | 639889930063 | TS IT PRO 42U0750W1070D BLACK SHIP LD |  | 1 | 3857.9092 | Catalog Non-Stocked Product | NO | LN | _D | _04 | 31 | 70 | 21
9982228 | 9982228 | 4993.3137 | 4244.3166 | IT Market | 0.85 | 0 | 639889930070 | TS IT PRO 42U0600W1200D BLACK SHIP LD |  | 1 | 3495.3196 | Catalog Non-Stocked Product | NO | LN | _D | _04 | 31 | 70 | 21
9982229 | 9982229 | 5732.4132 | 4872.5512 | IT Market | 0.85 | 0 | 639889930087 | TS IT PRO 42U0750W1200D BLACK SHIP LD |  | 1 | 4012.6892 | Catalog Non-Stocked Product | NO | LN | _D | _04 | 31 | 70 | 21
9982230 | 9982230 | 5332.035 | 4532.2297 | IT Market | 0.85 | 0 | 639889930094 | TS IT PRO 48U0600W1070D BLACK SHIP LD |  | 1 | 3732.4245 | Catalog Non-Stocked Product | NO | LN | _D | _04 | 31 | 70 | 21
9982231 | 9982231 | 6173.7468 | 5247.6848 | IT Market | 0.85 | 0 | 639889930100 | TS IT PRO 48U0750W1070D BLACK SHIP LD |  | 1 | 4321.6228 | Catalog Non-Stocked Product | NO | LN | _D | _04 | 31 | 70 | 21
9982232 | 9982232 | 5280.0015 | 4488.0013 | IT Market | 0.85 | 0 | 639889930117 | TS IT PRO 48U0600W1200D BLACK SHIP LD |  | 1 | 3696.001 | Catalog Non-Stocked Product | NO | LN | _D | _04 | 31 | 70 | 21
9982233 | 9982233 | 6289.899 | 5346.4142 | IT Market | 0.85 | 0 | 639889930124 | TS IT PRO 48U0750W1200D BLACK SHIP LD |  | 1 | 4402.9293 | Catalog Non-Stocked Product | NO | LN | _D | _04 | 31 | 70 | 21
9982234 | 9982234 | 1168.7955 | 993.4762 | IT Market | 0.85 | 0 | 639889925076 | TS IT PRO SPLIT SIDE PANEL KIT 42U 1070D |  | 1 | 818.1568 | Catalog Non-Stocked Product | NO | LN | _D | _50 | 82 | 70 | 21
9982235 | 9982235 | 1350.633 | 1148.0381 | IT Advanced | 0.85 | 0 | 639889925083 | TS IT PRO SPLIT SIDE PANEL KIT 42U 1200D |  | 1 | 1012.9748 | Catalog Non-Stocked Product | NO | LN | _D | _50 | 82 | 70 | 24
9982236 | 9982236 | 1374.3558 | 1168.2024 | IT Advanced | 0.85 | 0 | 639889925090 | TS IT PRO SPLIT SIDE PANEL KIT 48U 1070D |  | 1 | 1030.7668 | Catalog Non-Stocked Product | NO | LN | _D | _50 | 82 | 70 | 24
9982237 | 9982237 | 1457.0499 | 1238.4924 | IT Advanced | 0.85 | 0 | 639889925106 | TS IT PRO SPLIT SIDE PANEL KIT 48U 1200D |  | 1 | 1092.7874 | Catalog Non-Stocked Product | NO | LN | _D | _50 | 82 | 70 | 24
9982238 | 9982238 | 130.8111 | 111.1894 | IT Advanced | 0.85 | 0 | 639889925113 | TS IT PRO ROOF CABLE DUCT END CAP |  | 1 | 98.1083 | Catalog Stocked Product | YES | LS | _D | _50 | 84 | 70 | 24
9982239 | 9982239 | 610.1571 | 518.6336 | IT Advanced | 0.85 | 0 | 639889925120 | TS IT PRO CABLE DUCT RAL 9005 42U 750W |  | 1 | 457.6178 | Catalog Stocked Product | YES | LS | _D | _50 | 85 | 70 | 24
9982240 | 9982240 | 597.7586 | 508.0948 | IT Advanced | 0.85 | 0 | 639889925137 | TS IT PRO CABLE DUCT RAL 9005 48U 750W |  | 1 | 448.319 | Catalog Stocked Product | YES | L8 | _D | _50 | 85 | 70 | 24
9982241 | 9982241 | 545.6244 | 463.7807 | IT Advanced | 0.85 | 13.999 | 639889925144 | TS IT PRO CABLE DUCT RAL 9005 53U 750W |  | 1 | 409.2183 | Catalog Stocked Product | YES | L8 | _D | _50 | 85 | 70 | 24
9982261 | 9982261 | 112.4595 | 95.5906 | IT Advanced | 0.85 | 0 | 639889925342 | TS IT PRO FOAM BAFFLE KIT 42U 600W |  | 1 | 84.3446 | Catalog Stocked Product | YES | LS | _D | _50 | 81 | 70 | 24
9982262 | 9982262 | 124.9923 | 106.2435 | IT Advanced | 0.85 | 0 | 639889925359 | TS IT PRO FOAM BAFFLES KIT 48U 600W |  | 1 | 93.7442 | Catalog Stocked Product | YES | LS | _D | _50 | 81 | 70 | 24
9982264 | 9982264 | 279.6381 | 237.6924 | IT Advanced | 0.85 | 0 | 639889925373 | TS IT PRO BRUSH BAFFLES KIT 42U 750W |  | 1 | 209.7286 | Catalog Stocked Product | YES | LS | _D | _50 | 85 | 70 | 24
9982265 | 9982265 | 291.9471 | 248.155 | IT Advanced | 0.85 | 0 | 639889925380 | TS IT PRO BRUSH BAFFLES KIT 48U 750W |  | 1 | 218.9603 | Catalog Stocked Product | YES | LS | _D | _50 | 85 | 70 | 24
9982266 | 9982266 | 389.1658 | 330.7909 | IT Advanced | 0.85 | 0 | 639889925397 | TS IT PRO BRUSH BAFFLES KIT 53U 750W |  | 1 | 291.8744 | Catalog Stocked Product | YES | L8 | _D | _50 | 85 | 70 | 24
9982267 | 9982267 | 83.7012 | 71.146 | IT Advanced | 0.85 | 0 | 639889925403 | TS IT PRO TOP METAL BAFFLE 600W |  | 1 | 62.7759 | Catalog Stocked Product | YES | LS | _D | _50 | 85 | 70 | 24
9982268 | 9982268 | 87.517 | 74.3894 | IT Advanced | 0.85 | 0 | 639889925410 | TS IT PRO TOP METAL BAFFLE 750W |  | 1 | 65.6377 | Catalog Stocked Product | YES | LS | _D | _50 | 85 | 70 | 24
9982270 | 9982270 | 114.8094 | 97.588 | IT Advanced | 0.85 | 0 | 639889925434 | TS IT PRO ROOF MOUNT CABLE TROUGH 600W |  | 1 | 86.1071 | Catalog Stocked Product | YES | LS | _D | _50 | 84 | 70 | 24
9982271 | 9982271 | 121.7472 | 103.4851 | IT Advanced | 0.85 | 0 | 639889925441 | TS IT PRO ROOF MOUNT CABLE TROUGH 750W |  | 1 | 91.3104 | Catalog Stocked Product | YES | LS | _D | _50 | 84 | 70 | 24
9982272 | 9982272 | 239.5779 | 203.6412 | IT Advanced | 0.85 | 0 | 639889925458 | TS IT PRO 42U CABLE MANAGEMENT FINGERS |  | 1 | 179.6834 | Catalog Stocked Product | YES | LS | _D | _50 | 84 | 70 | 24
9982273 | 9982273 | 344.652 | 292.9542 | IT Advanced | 0.85 | 0 | 639889925786 | TS IT PRO 48U an 53U CABLE MANAG FINGERS |  | 1 | 258.489 | Catalog Stocked Product | YES | LS | _D | _50 | 85 | 70 | 24
9982275 | 9982275 | 159.6813 | 135.7291 | IT Advanced | 0.85 | 0 | 639889925465 | TS IT PRO FRONT TO REAR CABLE DUCT 750W |  | 1 | 119.761 | Catalog Stocked Product | YES | L8 | _D | _50 | 85 | 70 | 24
9982276 | 9982276 | 128.2374 | 109.0018 | IT Advanced | 0.85 | 0 | 639889925472 | TS IT PRO ZERO U SINGLE PDU BRACKET |  | 2 | 96.178 | Catalog Non-Stocked Product | NO | LN | _D | _50 | 85 | 70 | 24
9982291 | 9982291 | 75.208 | 63.9268 | IT Advanced | 0.85 | 0 | 639889925625 | TS IT PRO ANTI TIP STABILIZER KIT 600W |  | 1 | 56.406 | Catalog Stocked Product | YES | LS | _D | _50 | 81 | 70 | 24
9982292 | 9982292 | 81.9779 | 69.6812 | IT Advanced | 0.85 | 0 | 639889925632 | TS IT PRO ANTI TIP STABILIZER KIT 750W |  | 1 | 61.4835 | Catalog Stocked Product | YES | LS | _D | _50 | 81 | 70 | 24
9982295 | 9982295 | 123.504 | 104.9784 | IT Advanced | 0.85 | 0 | 639889926271 | 42U DUAL PDU AND CABLE WALL TS IT PRO |  | 2 | 92.628 | Catalog Stocked Product | YES | L8 | _D | _50 | 85 | 70 | 24
9982296 | 9982296 | 137.7825 | 117.1151 | IT Advanced | 0.85 | 0 | 639889926288 | 48U DUAL PDU AND CABLE WALL TS IT PRO |  | 2 | 103.3369 | Catalog Stocked Product | YES | L8 | _D | _50 | 85 | 70 | 24
9982297 | 9982297 | 154.5451 | 131.3633 | IT Advanced | 0.85 | 0 | 639889926295 | 53U DUAL PDU AND CABLE WALL TS IT PRO |  | 2 | 115.9088 | Catalog Stocked Product | YES | L8 | _D | _50 | 85 | 70 | 24
9998870 | 9998870 | 328.3146 | 246.236 | Spare Parts | 0.75 | 0.3 | 639889921252 | LATCH TONGUE F/ HD ENCLOSURES |  | 10 | 206.8382 | Catalog Stocked Product | YES | L8 | _E | _52 | 11 | 40 | SP
9998880 | 9998880 | 165.3882 | 124.0412 | Spare Parts | 0.75 | 0 | 639889921269 | VERTICAL SLIDING BRACKET, YR 4502 | FOR CUBICAL CLAMPING SYSTEM FOR BC MACHINES | 1 | 104.1946 | Catalog Non-Stocked Product | NO | LN | _E | _52 | 15 | 40 | SP
9998881 | 9998881 | 166.6191 | 124.9643 | Spare Parts | 0.75 | 0 | 639889921276 | HORIZONTAL SLIDING BRACKET, YR 4504 | FOR CUBICAL CLAMPING SYSTEM FOR BC MACHINES | 1 | 104.97 | Catalog Non-Stocked Product | NO | LN | _E | _52 | 15 | 40 | SP
9998882 | 9998882 | 220.2192 | 132.1315 | Industrial Advanced | 0.6 | 1.601 | 639889922044 | AS GREASE GUN F/ PERFOREX BC |  | 1 | 138.7381 | Catalog Non-Stocked Product | NO | LN | _F | _64 | 31 | 30 | 14
9998883 | 9998883 | 207.015 | 124.209 | Industrial Advanced | 0.6 | 0.3 | 639889922051 | AS GREASE CARTRIDGE F/ 9998882 |  | 1 | 130.4194 | Catalog Non-Stocked Product | NO | LN | _F | _64 | 31 | 30 | 14
9998900 | 9998900 | 525.1467 | 393.86 | Spare Parts | 0.75 | 66.001 | 639889897991 | TS SINGLE DOOR 2200H0400W RAL7035 | 2200mmH x 400mmW | 1 | 330.8424 | Non-Stocked Spare Part Product | NO | SP | _E | _52 | 11 | 40 | SP
9998903 | 9998903 | 1046.3769 | 784.7827 | Spare Parts | 0.75 | 74.259 | 639889898011 | TS DOOR FMD RH 2000H0200W RAL7035 |  | 1 | 659.2174 | Non-Stocked Spare Part Product | NO | SP | _E | _52 | 11 | 40 | SP
9998904 | 9998904 | 1314.6012 | 985.9509 | Spare Parts | 0.75 | 59.409 | 639889898028 | TS DOOR FMD LH 2000H0600W RAL7035 |  | 1 | 828.1988 | Non-Stocked Spare Part Product | NO | SP | _E | _52 | 11 | 40 | SP
9998905 | 9998905 | 1431.5367 | 1073.6525 | Spare Parts | 0.75 | 75.311 | 639889898035 | TS DOOR FMD LH 2000H0800W RAL7035 |  | 1 | 901.8681 | Non-Stocked Spare Part Product | NO | SP | _E | _52 | 11 | 40 | SP
9998906 | 9998906 | 742.9041 | 557.1781 | Spare Parts | 0.75 | 56.131 | 639889898042 | TS MOUNTING PANEL 2200H0400W ZINC |  | 1 | 468.0296 | Non-Stocked Spare Part Product | NO | SP | _E | _52 | 11 | 40 | SP
9998907 | 9998907 | 1097.4033 | 823.0525 | Spare Parts | 0.75 | 81.51 | 639889898059 | TS REAR PANEL 2200H1000W RAL7035 |  | 1 | 691.3641 | Non-Stocked Spare Part Product | NO | SP | _E | _52 | 11 | 40 | SP
9998910 | 9998910 | 1380.6222 | 1035.4667 | Spare Parts | 0.75 | 0 | 639889921290 | TS DOOR FMD RH 2200H0200W RAL7035 |  | 1 | 869.792 | Catalog Non-Stocked Product | NO | LN | _E | _52 | 11 | 40 | SP
9998911 | 9998911 | 1662.3864 | 1246.7898 | Spare Parts | 0.75 | 0 | 639889921306 | TS DOOR FMD LH 2200H0600W RAL7035 |  | 1 | 1047.3034 | Catalog Non-Stocked Product | NO | LN | _E | _52 | 11 | 40 | SP
9998912 | 9998912 | 188.7753 | 141.5815 | Spare Parts | 0.75 | 0 | 639889921313 | TS CABLE PLATE SET 0400W0600D |  | 1 | 118.9284 | Catalog Stocked Product | YES | L8 | _E | _52 | 11 | 40 | SP